## Cover page
TS 01500:1.01
T MU AM 01009 TI
Technical Information
Technical Maintenance Coding Register
Issue date: 19 November 2024
Effective date: 19 November 2024
© State of NSW through Transport for NSW 2024

## Disclaimer
TS 01500:1.01
Technical Maintenance Coding Register
Effective date: 19 November 2024
Disclaimer
This document has been prepared by Transport for NSW (TfNSW) specifically for its own use and
is also available for use by NSW public transport agencies for transport assets.
Any third parties considering use of this document should obtain their own independent
professional advice about the appropriateness of using this document and the accuracy of its
contents. TfNSW disclaims all responsibility and liability arising whether directly or indirectly out
of or in connection with the contents or use of this document.
TfNSW makes no warranty or representation in relation to the accuracy, currency or adequacy of
this document or that the document is fit for purpose.
The inclusion of any third party material in this document, does not represent an endorsement by
TfNSW of any third party product or service.
For queries regarding this document, please email Transport for NSW Asset Management Branch at
standards@transport.nsw.gov.au or visit www.transport.nsw.gov.au
© State of NSW through Transport for NSW 2024

## Standard governance
TS 01500:1.01
Technical Maintenance Coding Register
Effective date: 19 November 2024
Document information
Owner: | Director Asset Information
Mode: | Asset Management
Discipline: | Safety, Environment and Regulation
Multimodal
Asset management
Document history
Revision | Effective date | Summary of changes
0.00 | 2022-12-05 | First issue as TS 01500. The document supersedes
T MU AM 01009 TI Technical Maintenance Coding Register v1.70
1.00 | 2024-01-29 | Various updates, details listed in change log.
1.01 | 2024-11-19 | Various updates, details listed in change log.
© State of NSW through Transport for NSW 2024

## Preface
TS 01500:1.01
Technical Maintenance Coding Register
Effective date: 19 November 2024
Preface
The Technical Maintenance Coding Register has been published by the Asset Management
Branch (AMB) to provide a single point of reference of technical maintenance codes for
TfNSW, Transport cluster agencies, Technically Assured Organisations (TAOs) and service
providers involved in the planning, acquisition, operation, maintenance, and disposal of assets
across the transport portfolio.
This document is to be read in conjunction with TS 01506 Development of Technical
Maintenance Plans – Part 1: Development Process and TS 01510 Technical Maintenance
Plans and Coding System for the application of these codes.
The document TS 01500 supersedes T MU AM 01009 TI Technical Maintenance
Coding Register version 1.70
© State of NSW through Transport for NSW 2024

## Instructions
TS 01500:1.01
Technical Maintenance Coding Register
Effective date: 19 November 2024
Instructions
Who fills it in?
TfNSW are the owners of the Technical Maintenance Plans (TMPs) and associated Technical Maintenance Codes (TMCs). AMB is the custodian on behalf of TfNSW and as a result controls and manages the published register of approved TMCs for use across the transport network.
The AMB will manage any changes to this document and publish as required.
What is it?
The TMC provides for a unique code that describes the configuration items within an application, which satisfies the candidacy criteria in Section 6.1 of the document TS 01510 Technical Maintenance Plans and Coding System. The code is a hierarchal structure with a maximum of 6 levels as described in the TMC framework in Section 7 of TS 01510 Technical Maintenance Plans and Coding System.
The TMC shall typically be a 10 character code.
The TMC is used to identify the unique technical specification for an asset type within the framework and to identify and assign the asset type within an application, system, subsystem and assembly based on its configuration and function.
The TMC framework caters to group assets of the same asset type to allow for variation in manufacturers, specifications and components.
The TMC links the technical specification of the asset type with the asset in the asset register as well as defining a list of general components used to help identify the item or part that is to be inspected, serviced or repaired on a work order.
The TMC once allocated for use shall not be reused. TMCs shall be reserved for new assets planned or when modifications are being planned that alters existing asset configurations.
The TMC defines the system down to six levels which includes systems, subsystems, assemblies and items that make up the complete system. This specification provides a description of asset types (configuration item) to the fourth level of the six levels of the TMP. The fourth to sixth levels break down the asset to manufacturer and component levels.
When is it used?
Asset identification and coding is generally established during the acquire stage of the life cycle and will continue to be applied throughout the operate and maintain stage. Coding is required to uniquely identify the assets.
To request a new TMC when developing a new or modifying an existing maintenance plan (developing a new TMP may result from modifying an existing TMP due to service schedule variations as part of a configuration change).
It is to be used by the TAOs and service providers performing asset management related services to TfNSW, including their suppliers involved in developing new or modified TMPs for TfNSW owned new or altered assets or systems.
A TMC shall be requested when developing a new or modifying an existing maintenance plan. A new TMP may result from modifying an existing TMP due to service schedule variations as part of a configuration change.
To understand how the TMCs are structured and grouped within the framework.
What documents are used in conjunction with it?
TS 01506 Development of Technical Maintenance Plans – Part 1: Development Process
TS 01510 Technical Maintenance Plans and Coding System
TS 01517 Maintenance Requirements Analysis Manual
TS 01514 Asset Information and Register Requirements
TS 01507 Maintenance Service Schedule Classification and Compliance.

## 1. Signalling & Control Systems
TMC Framework for Signalling & Control Systems
Level 1: Code | Level 1: Description | Level 2: Code | Level 2: Description | Level 3: Code | Level 3: Description | Level 4: Code | Level 4: Description | New TMC
SG | Signalling & Control Systems | 01 | Train Management Systems | 10 | Train Control Systems
SG |  | 01 | Train Management Systems | 11 | ATRICS | 01 | Train Control System-ATRICS | SG01110100
SG | Signals and Control System | 01 | Train Management Systems | 12 | Sigview | 01 | Train Control System-Sigview | SG01120100
SG |  | 01 | Train Management Systems | 13 | Phoenix | 01 | Train Control System-Phoenix | SG01130100
SG | Signals and Control System | 01 | Train Management Systems | 14 | Westcad | 01 | Train Control System-Westcad | SG01140100
SG |  | 01 | Train Management Systems | 15 | Train describer | 01 | Train Control System-Train describer | SG01150100
SG | Signals and Control System | 01 | Train Management Systems | 20 | Traffic Management System
|  |  |  | 21 | Iltis | 01 | Train Control System-Iltis | SG01210100
SG |  | 01 | Train Management Systems | 30 | Panels
SG | Signals and Control System | 01 | Train Management Systems | 31 | Operator diagrams | 01 | Operator Diagram-Large Incandescent | SG01310100
SG |  | 01 | Train Management Systems | 31 | Operator diagrams | 02 | Operator Diagram-Miniature Incandescent | SG01310200
SG | Signals and Control System | 01 | Train Management Systems | 31 | Operator diagrams | 03 | Operator Diagram-Eye Ball Ind | SG01310300
SG |  | 01 | Train Management Systems | 31 | Operator diagrams | 04 | Operator Diagram-Needle Ind | SG01310400
SG | Signals and Control System | 01 | Train Management Systems | 31 | Operator diagrams | 05 | Operator Diagram-LED | SG01310500
SG |  | 01 | Train Management Systems | 32 | Maintenance Mimic Panels | 01 | Maintenance Mimic Panel All Types | SG01320100
SG | Signals and Control System | 01 | Train Management Systems | 33 | Control Panels | 01 | Control Panel-Rotary Switch | SG01330100
SG |  | 01 | Train Management Systems | 32 | Control panels | 02 | Control Panel-Lever Switch | SG01320200
SG | Signals and Control System | 01 | Train Management Systems | 32 | Control panels | 03 | Control Panel-Push Button Self Contained | SG01320300
SG |  | 01 | Train Management Systems | 32 | Control panels | 04 | Control Panel-Push Button Integrated (WHOUSE) | SG01320400
SG |  | 02 | Interface Systems | 10 | Operational Systems | 01 | Operational System Server (OSS) | SG02100100
SG | Signals and Control System | 02 | Interface Systems | 20 | Timetable Systems | 01 | Train Describer Timetable System (TDTES) | SG02200100
SG | Signals and Control System | 02 | Interface Systems | 30 | Operational Video Display System (OVDS) | 01 | Operational Video Display System (OVDS) | SG02300100
SG | Signals and Control System | 02 | Interface Systems | 40 | Electronic Train Graph | 01 | Electronic Train Graph (ETG) | SG02400100
SG |  | 03 | Telemetry Systems | 10 | Distributed Telemetry Systems | 01 | Distributed Telemetry System-iMAC | SG03100100
SG | Signals and Control System | 03 | Telemetry Systems | 10 | Distributed Telemetry Systems | 02 | Distributed Telemetry System-Dupline | SG03100200
SG |  | 03 | Telemetry Systems | 10 | Distributed Telemetry Systems | 03 | Distributed Telemetry System-Kingfisher | SG03100300
|  | 03 |  | 20 | Centralised Telemetry Systems | 01 | Centralised Telemetry System-SCADA 2000 | SG03200100
|  | 03 |  | 30 | Industrial Systems | 01 | Building Management System | SG03300100
SG | Signals and Control System | 03 | Telemetry Systems | 30 |  | 02 | Tunnel Management Systems | SG03300200
SG | Signals and Control System | 04 | Connectivity for Signalling and Control Systems | 10 | Data Communications
SG |  | 04 | Connectivity for Signalling and Control Systems | 11 | Routers | 01 | Data Communications-Router | SG04110100
SG | Signals and Control System | 04 | Connectivity for Signalling and Control Systems | 12 | Switches | 01 | Data Communications-Switch | SG04120100
SG |  | 04 | Connectivity for Signalling and Control Systems | 13 | Firewalls | 01 | Data Communications-Firewall | SG04130100
SG | Signals and Control System | 04 | Connectivity for Signalling and Control Systems | 14 | Modems | 01 | Data Communications-Modem | SG04140100
SG |  | 04 | Connectivity for Signalling and Control Systems | 15 | Convertors | 01 | Data Communications-Convertor | SG04150100
SG | Signals and Control System | 04 | Connectivity for Signalling and Control Systems | 16 | Isolators | 01 | Data Communications-Isolator | SG04160100
SG |  | 04 | Connectivity for Signalling and Control Systems | 17 | LAN | 01 | Data Communications-LAN | SG04170100
SG | Signals and Control System | 04 | Connectivity for Signalling and Control Systems | 18 | WAN | 01 | Data Communications-WAN | SG04180100
SG |  | 04 | Connectivity for Signalling and Control Systems | 20 | Cables
SG | Signals and Control System | 04 | Connectivity for Signalling and Control Systems | 21 | Cable Vital Signalling | 01 | Cable Vital Signalling | SG04210100
SG |  | 04 | Connectivity for Signalling and Control Systems | 22 | Cable Non-vital Signalling | 01 | Cable Non-vital Signalling | SG04220100
SG | Signals and Control System | 04 | Connectivity for Signalling and Control Systems | 23 | Cable Vital Data | 01 | Cable Vital Data | SG04230100
SG |  | 04 | Connectivity for Signalling and Control Systems | 24 | Cable Non-Vital Data | 01 | Cable Non-vital Data | SG04240100
SG | Signals and Control System | 04 | Connectivity for Signalling and Control Systems | 25 | Cable Trackside Telephones | 01 | Cable Trackside Telephone | SG04250100
SG |  | 04 | Connectivity for Signalling and Control Systems | 26 | Cable Signalling Power Supply | 01 | Cable Signalling Power Supply | SG04260100
SG |  | 05 | Interlocking | 10 | Mechanical / Electro-Mechanical | 01 | Interlocking-Mechanical / Electro Mech | SG05100100
SG | Signals and Control System | 05 | Interlocking | 10 |  | 02 | Ground Frame-Mechanical | SG05100200
SG | Signals and Control System | 05 | Interlocking | 20 | Relay Interlocking | 01 | Interlocking-Relay | SG05200100
SG |  | 05 | Interlocking | 30 | Route Setting | 01 | Interlocking-Route Setting-NX | SG05300100
SG | Signals and Control System | 05 | Interlocking | 30 | Route Setting | 02 | Interlocking-Route Setting-OCS | SG05300200
SG |  | 05 | Interlocking | 40 | Computer Based Interlocking | 01 | Computer Based Interlocking-SSI | SG05400100
SG | Signals and Control System | 05 | Interlocking | 40 | Computer Based Interlocking | 02 | Computer Based Interlocking-MICROLOK II | SG05400200
SG |  | 05 | Interlocking | 40 | Computer Based Interlocking | 03 | Computer Based Interlocking-WESTLOCK | SG05400300
SG | Signals and Control System | 05 | Interlocking | 40 | Computer Based Interlocking | 04 | Computer Based Interlocking-SMARTLOCK | SG05400400
SG | Signals and Control System | 05 | Interlocking | 40 | Computer Based Interlocking | 05 | Computer Based Interlocking-WESTRACE | SG05400500
|  | 05 | Interlocking | 40 | Computer Based Interlocking | 06 | Comp Based Interlocking-WESTRACE MkII | SG05400600
SG |  | 05 | Interlocking | 40 | Computer Based Interlocking | 07 | Comp Based Interlocking-HITACHI WSP2G | SG05400700
SG | Signals and Control System | 05 | Interlocking | 50 | Interlocking Relays
SG |  | 05 | Interlocking | 51 | Vital Relays | 01 | Vital Relay-AC Vane All Types Proved | SG05510100
SG | Signals and Control System | 05 | Interlocking | 51 | Vital Relays | 02 | Vital Relay-AC Vane All Types Unproved | SG05510200
SG |  | 05 | Interlocking | 51 | Vital Relays | 03 | Vital Relay-DC Shelf All Types Proved | SG05510300
SG | Signals and Control System | 05 | Interlocking | 51 | Vital Relays | 04 | Vital Relay-DC Shelf All Types Unproved | SG05510400
SG |  | 05 | Interlocking | 51 | Vital Relays | 05 | Vital Relay-DC Large Plug In All Types | SG05510500
SG | Signals and Control System | 05 | Interlocking | 51 | Vital Relays | 06 | Vital Relay-AC Mech/Thermal Timer | SG05510600
SG |  | 05 | Interlocking | 51 | Vital Relays | 07 | Vital Relay-DC Mech/Thermal Timer | SG05510700
SG | Signals and Control System | 05 | Interlocking | 51 | Vital Relays | 08 | Miniature Plug In Relay-All Types | SG05510800
SG |  | 05 | Interlocking | 52 | Non Vital Relays | 01 | Non Vital Relay-All Types | SG05520100
SG |  | 06 | Automatic Train Protection | 10 | ETCS Trackside Level 1
SG | Signals and Control System | 06 | Automatic Train Protection | 11 | ETCS Trackside Level 1 Balise | 01 | ETCS Trackside Level 1-Balise | SG06110100
SG |  | 06 | Automatic Train Protection | 12 | ETCS Trackside Level 1 LEU | 01 | ETCS Trackside Level 1-LEU | SG06120100
SG | Signals and Control System | 06 | Automatic Train Protection | 17 | ETCS Trackside Level 1 JRU | 01 | ETCS Trackside Level 1-JRU | SG06170100
|  | 06 |  | 30 | ETCS Trackside Level 2
|  | 06 |  | 31 | ETCS Trackside Level 2 Balise | 01 | ETCS Trackside Level 2-Balise | SG06310100
|  | 06 |  | 32 | ETCS Trackside Level 2 RBC | 01 | ETCS Trackside Level 2-RBC | SG06320100
|  | 06 |  | 33 | ETCS Trackside Level 2 Telecommunications Gateway | 01 | ETCS Trackside Level 2-Telecommunication Gateway | SG06330100
|  | 06 |  | 34 | ETCS Trackside Level 2 KMC | 01 | ETCS Trackside Level 2-KMC | SG06340100
|  | 06 |  | 35 | ETCS Trackside Level 2 JRU | 01 | ETCS Trackside Level 2-JRU | SG06350100
|  | 06 |  | 36 | ETCS Trackside Level 2 TSR Manager | 01 | ETCS Trackside Level 2-TSR Manager | SG06360100
|  | 06 |  | 37 | ETCS Trackside Level 2 Moviolaw/Mindconnect | 01 | ETCS Trackside Level 2-Moviolaw/Mindconnect | SG06370100
|  | 06 |  | 41 | ETCS Trackside ASDO | 01 | ETCS Trackside ASDO-Balise Fixed | SG06410100
|  | 06 |  | 41 |  | 02 | ETCS Trackside ASDO-Balise Reference Marker | SG06410200
SG | Signals and Control System | 07 | Automatic Train Operation | 10 | CBTC Trackside | 01 | CBTC Trackside | SG07100100
SG | Signals and Control System | 07 | Automatic Train Operation | 30 | ETCS Trackside integrated | 01 | ETCS Trackside Integrated | SG07300100
SG | Signals and Control System | 07 | Automatic Train Operation | 50 | Automatic Train Regulation | 01 | Automatic Train Regulation | SG07500100
SG |  | 07 | Automatic Train Operation | 60 | Automatic Train Supervision | 01 | Automatic Train Supervision | SG07600100
SG |  | 08 | Signals | 10 | Running | 01 | Running Signal-Mech Lower Quad SIG BR | SG08100100
SG | Signals and Control System | 08 | Signals | 10 | Running | 02 | Running Signal-Lamp SIGNAL BRANCH | SG08100200
SG |  | 08 | Signals | 10 | Running | 03 | Running Signal-Lamp WHOUSE R2 Mk.I | SG08100300
SG | Signals and Control System | 08 | Signals | 10 | Running | 04 | Running Signal-Lamp WHOUSE R2 Mk.III | SG08100400
SG |  | 08 | Signals | 10 | Running | 05 | Running Signal-Lamp WHOUSE R2 Mk.IV | SG08100500
SG | Signals and Control System | 08 | Signals | 10 | Running | 06 | Running Signal-Lamp ALDRIDGE | SG08100600
SG |  | 08 | Signals | 10 | Running | 07 | Running Signal-Lamp GEC | SG08100700
SG | Signals and Control System | 08 | Signals | 10 | Running | 08 | Running Signal-LED ALDRIDGE | SG08100800
SG |  | 08 | Signals | 10 | Running | 09 | Running Signal-LED UGL | SG08100900
SG | Signals and Control System | 08 | Signals | 10 | Running | 10 | Running Signal-LED SIEMENS | SG08101000
SG |  | 08 | Signals | 20 | Running Tunnel | 01 | Running Tunnel Signal-Lamp SIGNAL BRANCH | SG08200100
SG | Signals and Control System | 08 | Signals | 20 | Running Tunnel | 02 | Running Tunnel Signal-Lamp WHOUSE | SG08200200
SG |  | 08 | Signals | 20 | Running Tunnel | 03 | Running Tunnel Signal-LED UGL | SG08200300
SG | Signals and Control System | 08 | Signals | 20 | Running Tunnel | 04 | Running Tunnel Signal-LED ALDRIDGE | SG08200400
SG |  | 08 | Signals | 20 | Running Tunnel | 05 | Running Tunnel Signal-LED SIEMENS | SG08200500
SG | Signals and Control System | 08 | Signals | 30 | Shunting | 01 | Shunting Signal-Mech Lower Quardant | SG08300100
SG |  | 08 | Signals | 30 | Shunting | 02 | Shunting Signal-Lamp SIGNAL BRANCH | SG08300200
SG | Signals and Control System | 08 | Signals | 30 | Shunting | 03 | Shunting Signal-Lamp WHOUSE | SG08300300
SG |  | 08 | Signals | 30 | Shunting | 04 | Shunting Signal-Lamp ALDRIDGE | SG08300400
SG | Signals and Control System | 08 | Signals | 30 | Shunting | 05 | Shunting Signal-Lamp GEC | SG08300500
SG |  | 08 | Signals | 30 | Shunting | 06 | Shunting Signal-LED ALDRIDGE | SG08300600
SG | Signals and Control System | 08 | Signals | 30 | Shunting | 07 | Shunting Signal-LED UGL | SG08300700
SG |  | 08 | Signals | 30 | Shunting | 08 | Shunting Signal-LED SIEMENS | SG08300800
SG | Signals and Control System | 08 | Signals | 40 | Ancillary | 01 | Warning Light-Lamp All Types | SG08400100
SG |  | 08 | Signals | 40 | Ancillary | 02 | Warning Light-LED All Types | SG08400200
SG | Signals and Control System | 08 | Signals | 40 | Ancillary | 03 | Guards Indr-Lamp All Types | SG08400300
SG |  | 08 | Signals | 40 | Ancillary | 04 | Guards Indr-LED All Types | SG08400400
SG | Signals and Control System | 08 | Signals | 40 | Ancillary | 05 | Bufferstop Light Lamp-All Types | SG08400500
SG |  | 08 | Signals | 40 | Ancillary | 06 | Signal-Bufferstop Light-LED All Types | SG08400600
SG | Signals and Control System | 08 | Signals | 40 | Ancillary | 07 | Points Indr-Mech All Types | SG08400700
SG |  | 08 | Signals | 40 | Ancillary | 08 | Points Indr-Lamp All Types | SG08400800
SG | Signals and Control System | 08 | Signals | 40 | Ancillary | 09 | Points Indr-LED All Types | SG08400900
SG |  | 08 | Signals | 40 | Ancillary | 10 | Right of Way Indr-All Types | SG08401000
SG |  | 09 | Trainstop | 10 | Electro-Pneumatic | 01 | Trainstop-EP-WHOUSE JA Wet Sump | SG09100100
SG | Signals and Control System | 09 | Trainstop | 10 | Electro-Pneumatic | 02 | Trainstop-EP-WHOUSE JA Dry Sump | SG09100200
SG |  | 09 | Trainstop | 20 | Electro-Hydraulic | 01 | Trainstop-EH-WHOUSE JAH Wet Sump | SG09200100
SG | Signals and Control System | 09 | Trainstop | 20 | Electro-Hydraulic | 02 | Trainstop-EH-WHOUSE JAH Dry Sump | SG09200200
SG |  | 09 | Trainstop | 30 | Electric | 01 | Trainstop-Electric-WHOUSE JAE Dry Sump | SG09300100
SG | Signals and Control System | 09 | Trainstop | 40 | Fixed | 01 | Trainstop-Fixed-All Types | SG09400100
SG | Signals and Control System | 10 | Points | 10 | Mechanical | 01 | Points-Mechanical-With FPL & Detector | SG10100100
SG |  | 10 | Points | 10 | Mechanical | 02 | Points-Mechanical-With Detector Only | SG10100200
SG | Signals and Control System | 10 | Points | 10 | Mechanical | 03 | Points-Mechanical-With FPL Only | SG10100300
SG |  | 10 | Points | 10 | Mechanical | 04 | Points-Mechanical-Without FPL & Detector | SG10100400
SG | Signals and Control System | 10 | Points | 20 | Electric Combined Machine | 01 | Points-Electric Combined-SIEMENS HA | SG10200100
SG |  | 10 | Points | 20 | Electric Combined Machine | 02 | Points-Electric Combined-WHOUSE M70 | SG10200200
SG | Signals and Control System | 10 | Points | 20 | Electric Combined Machine | 03 | Points-Electric Combined-WHOUSE M3A | SG10200300
SG |  | 10 | Points | 20 | Electric Combined Machine | 04 | Points-Electric Combined-GEC HW4400 | SG10200400
SG | Signals and Control System | 10 | Points | 20 | Electric Combined Machine | 05 | Points-Electric Combined-NIPPON KA1200 | SG10200500
SG |  | 10 | Points | 20 | Electric Combined Machine | 06 | Points-Electric Combined-NIPPON KA1211 | SG10200600
SG | Signals and Control System | 10 | Points | 30 | Signal Branch Type | 01 | Points-SIGNAL BRANCH EP, E or E/S-Unit | SG10300100
SG |  | 10 | Points | 30 | Signal Branch Type | 02 | Points-SIGNAL BRANCH EP, S-Unit | SG10300200
SG | Signals and Control System | 10 | Points | 40 | Claw Lock
SG |  | 10 | Points | 41 | Claw Lock Electo-Pneumatic | 01 | Points-Claw Lock EP, E or E/S-Unit | SG10410100
SG | Signals and Control System | 10 | Points | 41 | Claw Lock Electo-Pneumatic | 02 | Points-Claw Lock EP-S-Unit | SG10410200
SG |  | 10 | Points | 41 | Claw Lock Electo-Pneumatic | 03 | Points-Claw Lock EP-A-Unit Non-Inbearer | SG10410300
SG | Signals and Control System | 10 | Points | 41 | Claw Lock Electo-Pneumatic | 04 | Points-Claw Lock EP-A-Unit Inbearer | SG10410400
SG |  | 10 | Points | 41 | Claw Lock Electo-Pneumatic | 05 | Points-Claw Lock EP-T-Unit Non-Inbearer | SG10410500
SG | Signals and Control System | 10 | Points | 42 | Claw Lock Electric | 01 | Points-Claw Lock Elec-84M Non-Inbearer | SG10420100
SG |  | 10 | Points | 42 | Claw Lock Electric | 02 | Points-Claw Lock Elec-84M Inbearer | SG10420200
SG | Signals and Control System | 10 | Points | 50 | Spherolock
SG |  | 10 | Points | 51 | Spherolock Electo-Pneumatic | 01 | Points-Spherolock EP-A-Unit Inbearer | SG10510100
|  | 10 |  | 51 |  | 02 | Points-Spherolock EP-A-Unit Non-Inbearer | SG10510200
SG | Signals and Control System | 10 | Points | 52 | Spherolock Electric | 01 | Points-Spherolock Elec-84M Inbearer | SG10520100
SG |  | 10 | Points | 60 | Swing-Nose
SG | Signals and Control System | 10 | Points | 61 | Swing-Nose Electo-Pneumatic | 01 | Points-Swing-Nose EP-A-Unit VAE | SG10610100
SG |  | 10 | Points | 70 | Derailer /Crowder
SG | Signals and Control System | 10 | Points | 71 | Derailer/Crowder Electo-Pneumatic | 01 | Derailer/Crowder-EP,-E or E/S-Unit | SG10710100
SG |  | 10 | Points | 71 | Derailer/Crowder Electo-Pneumatic | 02 | Derailer/Crowder-EP, S-Unit | SG10710200
SG | Signals and Control System | 10 | Points | 71 | Derailer/Crowder Electo-Pneumatic | 03 | Derailer/Crowder-EP, A-Unit | SG10710300
SG |  | 10 | Points | 72 | Derailer/Crowder Electric | 01 | Derailer/Crowder Elec-Combined Machine | SG10720100
SG | Signals and Control System | 10 | Points | 72 | Derailer/Crowder Electric | 02 | Derailer/Crowder Elec-84M | SG10720200
SG | Signals and Control System | 11 | Rail Vehicle Detection | 10 | Track Circuit
SG |  | 11 | Rail Vehicle Detection | 11 | Track Circuit DC | 01 | Rectified DC Track Circuit | SG11110100
SG | Signals and Control System | 11 | Rail Vehicle Detection | 11 | Track Circuit DC | 02 | Rectified DC Tr Cct w Parallel Bonds | SG11110200
SG |  | 11 | Rail Vehicle Detection | 11 | Track Circuit DC | 03 | Non Rectified DC Track Circuit | SG11110300
SG | Signals and Control System | 11 | Rail Vehicle Detection | 11 | Track Circuit DC | 04 | Non Rectified DC Tr Cct w Parallel Bonds | SG11110400
SG |  | 11 | Rail Vehicle Detection | 11 | Track Circuit DC | 05 | Solar DC Track Circuit | SG11110500
SG | Signals and Control System | 11 | Rail Vehicle Detection | 11 | Track Circuit DC | 06 | Solar DC Track Cct w Parallel Bonds | SG11110600
SG |  | 11 | Rail Vehicle Detection | 12 | Track Circuit HVI | 01 | JS SR Electrified | SG11120100
SG | Signals and Control System | 11 | Rail Vehicle Detection | 12 | Track Circuit HVI | 02 | JS SR Electrified w Parallel Bonds | SG11120200
SG |  | 11 | Rail Vehicle Detection | 12 | Track Circuit HVI | 03 | JS SR Non Electrified | SG11120300
SG | Signals and Control System | 11 | Rail Vehicle Detection | 12 | Track Circuit HVI | 04 | JS SR Non Electrified w Parallel Bonds | SG11120400
SG |  | 11 | Rail Vehicle Detection | 12 | Track Circuit HVI | 05 | Trk Cct-JS DR Electrified | SG11120500
SG | Signals and Control System | 11 | Rail Vehicle Detection | 12 | Track Circuit HVI | 06 | Trk Cct-JS DR Electrified w Par Bonds | SG11120600
SG |  | 11 | Rail Vehicle Detection | 12 | Track Circuit HVI | 07 | Trk Cct-JS DR Non Electrified | SG11120700
SG | Signals and Control System | 11 | Rail Vehicle Detection | 12 | Track Circuit HVI | 08 | Trk Cct-JS DR Non Electrified w Par Bond | SG11120800
SG |  | 11 | Rail Vehicle Detection | 13 | Track Circuit AC 50Hz | 01 | Trk Cct-SIGNAL BRANCH SR | SG11130100
SG | Signals and Control System | 11 | Rail Vehicle Detection | 13 | Track Circuit AC 50Hz | 02 | Trk Cct-SIGNAL BRANCH SR w Par Bonds | SG11130200
SG |  | 11 | Rail Vehicle Detection | 13 | Track Circuit AC 50Hz | 03 | Trk Cct-SIGNAL BRANCH DR | SG11130300
SG | Signals and Control System | 11 | Rail Vehicle Detection | 13 | Track Circuit AC 50Hz | 04 | Trk Cct-SIGNAL BRANCH DR w Par Bonds | SG11130400
SG |  | 11 | Rail Vehicle Detection | 13 | Track Circuit AC 50Hz | 05 | Trk Cct-WHOUSE SR | SG11130500
SG | Signals and Control System | 11 | Rail Vehicle Detection | 13 | Track Circuit AC 50Hz | 06 | Trk Cct-WHOUSE SR w Par Bonds | SG11130600
SG |  | 11 | Rail Vehicle Detection | 13 | Track Circuit AC 50Hz | 07 | Trk Cct-WHOUSE DR | SG11130700
SG | Signals and Control System | 11 | Rail Vehicle Detection | 13 | Track Circuit AC 50Hz | 08 | Trk Cct-WHOUSE DR w Parallel Bonds | SG11130800
SG |  | 11 | Rail Vehicle Detection | 14 | Track Circuit AF | 01 | Trk Cct-UM71 CSEE Type 1 | SG11140100
SG | Signals and Control System | 11 | Rail Vehicle Detection | 14 | Track Circuit AF | 02 | Trk Cct-UM71 CSEE Type 1 w Par Bonds | SG11140200
SG |  | 11 | Rail Vehicle Detection | 14 | Track Circuit AF | 03 | Trk Cct-UM71 CSEE Type 1 DPU | SG11140300
SG | Signals and Control System | 11 | Rail Vehicle Detection | 14 | Track Circuit AF | 04 | Trk Cct-UM71 CSEE Type 2 | SG11140400
SG |  | 11 | Rail Vehicle Detection | 14 | Track Circuit AF | 05 | Trk Cct-UM71 CSEE Type 2 w Par Bonds | SG11140500
SG | Signals and Control System | 11 | Rail Vehicle Detection | 14 | Track Circuit AF | 06 | Trk Cct-UM71 CSEE Type 2 DPU | SG11140600
SG |  | 11 | Rail Vehicle Detection | 14 | Track Circuit AF | 07 | Trk Cct-UM71 CSEE Type 2-Single Rail | SG11140700
SG | Signals and Control System | 11 | Rail Vehicle Detection | 14 | Track Circuit AF | 08 | Trk Cct-UM71 CSEE Type 2-SR w Par Bonds | SG11140800
SG |  | 11 | Rail Vehicle Detection | 14 | Track Circuit AF | 09 | Trk Cct-TI21 | SG11140900
SG | Signals and Control System | 11 | Rail Vehicle Detection | 14 | Track Circuit AF | 10 | Trk Cct-ET200 | SG11141000
SG |  | 11 | Rail Vehicle Detection | 14 | Track Circuit AF | 11 | Trk Cct-TI21 w Parallel Bonds | SG11141100
SG | Signals and Control System | 11 | Rail Vehicle Detection | 14 | Track Circuit AF | 12 | Trk Cct-ET200 w Parallel Bonds | SG11141200
SG |  | 11 | Rail Vehicle Detection | 14 | Track Circuit AF | 13 | Trk Cct-TI21 DPU | SG11141300
SG | Signals and Control System | 11 | Rail Vehicle Detection | 14 | Track Circuit AF | 18 | Trk Cct-ET200 DPU | SG11141800
SG |  | 11 | Rail Vehicle Detection | 14 | Track Circuit AF | 14 | Trk Cct-WHOUSE 2500 | SG11141400
SG | Signals and Control System | 11 | Rail Vehicle Detection | 14 | Track Circuit AF | 15 | Trk Cct-WHOUSE 2500 w Parallel Bonds | SG11141500
SG |  | 11 | Rail Vehicle Detection | 14 | Track Circuit AF | 16 | Trk Cct-WHOUSE 2500 DPU | SG11141600
SG | Signals and Control System | 11 | Rail Vehicle Detection | 14 | Track Circuit AF | 17 | Trk Cct-WHOUSE 2600 | SG11141700
SG |  | 11 | Rail Vehicle Detection | 15 | Track Circuit Coded | 01 | Trk Cct-MICROTRAX | SG11150100
SG | Signals and Control System | 11 | Rail Vehicle Detection | 16 | Track Circuit Overlay | 01 | Trk Cct-PSO3000 | SG11160100
SG |  | 11 | Rail Vehicle Detection | 16 | Track Circuit Overlay | 02 | Trk Cct-PSO4000 | SG11160200
SG | Signals and Control System | 11 | Rail Vehicle Detection | 20 | Axle Counter | 01 | Axle Counter- AzS350 | SG11200100
|  | 11 |  | 20 |  | 02 | Axle Counter- AzLM Thales (Track Sequencing Function Only) | SG11200200
|  | 11 |  | 20 |  | 03 | Axle Counter – Frauscher FAdC R2 | SG11200300
|  | 11 |  | 20 |  | 04 | Axle Counter – Siemens ACM250 | SG11200400
SG |  | 11 | Rail Vehicle Detection | 30 | Treadle | 01 | Treadle-CSEE D50 | SG11300100
SG | Signals and Control System | 11 | Rail Vehicle Detection | 40 | Grade Crossing Predictor | 01 | Grade Crossing Predictor-GCP 3000 | SG11400100
SG | Signals and Control System | 12 | Level Crosssing Protection | 10 | Level Crossing Pedestrian | 01 | Level Crossing Pedestrian-Passive Type | SG12100100
SG |  | 12 | Level Crosssing Protection | 10 | Level Crossing Pedestrian | 02 | Lights & Bells/Sirens All Types | SG12100200
SG | Signals and Control System | 12 | Level Crosssing Protection | 10 | Level Crossing Pedestrian | 03 | Lights & Bells/Sirens All Types w Booms | SG12100300
SG |  | 12 | Level Crosssing Protection | 10 | Level Crossing Pedestrian | 04 | Lights & Bells/Sirens All Types w Gates | SG12100400
SG | Signals and Control System | 12 | Level Crosssing Protection | 20 | Level Crossing Road | 01 | Level Crossing Road-Passive Type | SG12200100
SG |  | 12 | Level Crosssing Protection | 20 | Level Crossing Road | 02 | Type F Lights & Bells All Types | SG12200200
SG | Signals and Control System | 12 | Level Crosssing Protection | 20 | Level Crossing Road | 03 | Type F Lights, Bells & Booms WCULLEN | SG12200300
SG |  | 12 | Level Crosssing Protection | 20 | Level Crossing Road | 04 | Type F Lights, Bells & Booms WHOUSE | SG12200400
SG | Signals and Control System | 12 | Level Crosssing Protection | 20 | Level Crossing Road | 05 | Type F Lights, Bells & Booms WRRS | SG12200500
SG |  | 12 | Level Crosssing Protection | 20 | Level Crossing Road | 06 | Type F Lights, Bells & Booms HARMON | SG12200600
SG |  | 13 | Releasing Devices | 10 | Releasing Switch | 01 | Releasing Switch-SIGNAL BRANCH | SG13100100
SG | Signals and Control System | 13 | Releasing Devices | 10 | Releasing Switch | 02 | Releasing Switch-WHouse | SG13100200
SG |  | 13 | Releasing Devices | 10 | Releasing Switch | 03 | HLM / HDLM (Releasing Device) | SG13100300
SG | Signals and Control System | 13 | Releasing Devices | 20 | Key Releases | 01 | Maintenance Releasing Lock (XYZ Key) | SG13200100
SG |  | 13 | Releasing Devices | 20 | Key Releases | 02 | Releasing Arrangement Token Board | SG13200200
SG | Signals and Control System | 13 | Releasing Devices | 20 | Key Releases | 03 | Releasing Arrangement Key Exchange | SG13200300
SG |  | 13 | Releasing Devices | 20 | Key Releases | 04 | Signal Key Switch | SG13200400
SG | Signals and Control System | 13 | Releasing Devices | 20 | Key Releases | 05 | Half Pilot Staff Lock | SG13200500
SG | Signals and Control System | 14 | Miscellaneous Trackside Equipment | 10 | Signs
SG |  | 14 | Miscellaneous Trackside Equipment | 11 | Safeworking Signs | 01 | Safeworking Sign-Limit Of Shunt | SG14110100
SG | Signals and Control System | 14 | Miscellaneous Trackside Equipment | 11 | Safeworking Signs | 02 | Safeworking Sign-Stop | SG14110200
SG |  | 14 | Miscellaneous Trackside Equipment | 11 | Safeworking Signs | 03 | Safeworking Sign-Landmark/Location | SG14110300
SG | Signals and Control System | 14 | Miscellaneous Trackside Equipment | 11 | Safeworking Signs | 04 | SW Sign-Clearance Post Illuminated Form | SG14110400
SG |  | 14 | Miscellaneous Trackside Equipment | 11 | Safeworking Signs | 05 | SW Sign-Clearance Post Reflective Form | SG14110500
SG |  | 14 | Miscellaneous Trackside Equipment | 11 | Safeworking Signs | 06 | Safeworking Sign-YL/EYL | SG14110600
SG | Signals and Control System | 14 | Miscellaneous Trackside Equipment | 11 | Safeworking Signs | 07 | Safeworking Sign-Other Type | SG14110700
SG |  | 14 | Miscellaneous Trackside Equipment | 12 | Supplementary Signs | 01 | Supplementary Sign-All Types | SG14120100
SG | Signals and Control System | 14 | Miscellaneous Trackside Equipment | 20 | Trackside Telephones | 01 | Signal Phone | SG14200100
SG |  | 14 | Miscellaneous Trackside Equipment | 20 | Trackside Telephones | 02 | Yard Phone | SG14200200
SG | Signals and Control System | 14 | Miscellaneous Trackside Equipment | 20 | Trackside Telephones | 03 | ESML/EOL Phone | SG14200300
SG |  | 14 | Miscellaneous Trackside Equipment | 20 | Trackside Telephones | 04 | Releasing Switch Phone | SG14200400
SG | Signals and Control System | 14 | Miscellaneous Trackside Equipment | 20 | Trackside Telephones | 05 | Level Crossing Phone | SG14200500
SG |  | 14 | Miscellaneous Trackside Equipment | 20 | Trackside Telephones | 06 | Tunnel / Emergency Phone | SG14200600
SG | Signals and Control System | 14 | Miscellaneous Trackside Equipment | 30 | Warning Device | 01 | Embankment Slip Detector Sig Interface | SG14300100
SG |  | 14 | Miscellaneous Trackside Equipment | 30 | Warning Device | 02 | Rainfall Monitor | SG14300200
SG |  | 14 | Miscellaneous Trackside Equipment | 30 | Warning Device | 03 | Flood Monitor Signalling Interface | SG14300300
SG | Signals and Control System | 14 | Miscellaneous Trackside Equipment | 30 | Warning Device | 04 | Rockfall Monitor | SG14300400
SG |  | 14 | Miscellaneous Trackside Equipment | 40 | Monitoring Systems | 01 | Cerberus Level Crossing Monitor | SG14400100
SG | Signals and Control System | 14 | Miscellaneous Trackside Equipment | 40 | Monitoring Systems | 02 | Equipment Condition Monitor | SG14400200
SG | Signals and Control System | 14 | Miscellaneous Trackside Equipment | 40 | Monitoring Systems | 03 | Air System Monitor/Alarm | SG14400300
SG | Signals and Control System | 14 | Miscellaneous Trackside Equipment | 40 | Monitoring Systems | 04 | Points Condition Monitor-EP | SG14400400
SG |  | 14 | Miscellaneous Trackside Equipment | 40 | Monitoring Systems | 05 | Points Condition Monitor-Electric | SG14400500
SG | Signals and Control System | 14 | Miscellaneous Trackside Equipment | 50 | Traction Bonding (stand-alone) | 01 | Traction Bonding Not Assoc w Track Cct | SG14500100
SG | Signals and Control System | 15 | Power Supply | 10 | AC supply | 01 | AC-Grid Supply | SG15100100
SG |  | 15 | Power Supply | 10 | AC supply | 02 | AC-Motor Generator Supply | SG15100200
SG | Signals and Control System | 15 | Power Supply | 10 | AC supply | 03 | AC-No Break Supply | SG15100300
SG |  | 15 | Power Supply | 10 | AC supply | 04 | AC-Supply Change Over | SG15100400
SG | Signals and Control System | 15 | Power Supply | 20 | DC Supply | 01 | DC-Rectified Only | SG15200100
SG |  | 15 | Power Supply | 20 | DC Supply | 02 | DC-Rectified And Filtered | SG15200200
SG | Signals and Control System | 15 | Power Supply | 20 | DC Supply | 03 | DC-No Break | SG15200300
SG |  | 15 | Power Supply | 20 | DC Supply | 04 | DC-Solar Supply | SG15200400
SG | Signals and Control System | 15 | Power Supply | 20 | DC Supply | 05 | DC-Regulated | SG15200500
SG |  | 15 | Power Supply | 20 | DC Supply | 06 | DC-Switchmode | SG15200600
SG | Signals and Control System | 15 | Power Supply | 20 | DC Supply | 07 | Battery Charger | SG15200700
SG |  | 15 | Power Supply | 20 | DC Supply | 08 | Battery | SG15200800
SG | Signals and Control System | 15 | Power Supply | 30 | Power Distribution
SG |  | 15 | Power Supply | 31 | Transformer | 01 | Transformer-Mains Step down | SG15310100
SG | Signals and Control System | 15 | Power Supply | 31 | Transformer | 02 | Transformer-Isolating | SG15310200
SG |  | 15 | Power Supply | 32 | Switch Board | 01 | Switch Board-Circuit breakers | SG15320100
SG | Signals and Control System | 15 | Power Supply | 32 | Switch board | 02 | Switch Board-Fuses | SG15320200
SG |  | 15 | Power Supply | 32 | Switch board | 03 | Switch Board-ELD | SG15320300
SG | Signals and Control System | 15 | Power Supply | 32 | Switch board | 04 | Switch Board-Detector Earth | SG15320400
SG |  | 15 | Power Supply | 32 | Switch board | 05 | Switch Board-Panel Metering | SG15320500
SG | Signals and Control System | 15 | Power Supply | 40 | Surge Protection
SG |  | 15 | Power Supply | 41 | Primary | 01 | Primary Surge Filter 5 Terminal | SG15410100
SG | Signals and Control System | 15 | Power Supply | 41 | Primary | 02 | Primary Surge Protector 2 Terminal | SG15410200
SG |  | 15 | Power Supply | 42 | Secondary | 01 | Secondary Surge Protector 3 Terminal | SG15420100
SG | Signals and Control System | 15 | Power Supply | 42 | Secondary | 02 | Secondary Surge Protector 2 Terminal | SG15420200
SG |  | 15 | Power Supply | 43 | Tertiary | 01 | Tertiary Surge Protector 3 Terminal | SG15430100
SG | Signals and Control System | 15 | Power Supply | 43 | Tertiary | 02 | Tertiary Surge Protector 2 Terminal | SG15430200
SG |  | 15 | Power Supply | 44 | Earthing System | 01 | Earth Bar | SG15440100
SG | Signals and Control System | 15 | Power Supply | 44 | Earthing System | 02 | Earthing Grid | SG15440200
SG
SG | Signals and Control System | 16 | Pneumatic Supply | 10 | Compressor Room | 01 | Compressor | SG16100100
SG |  | 16 | Pneumatic Supply System | 10 | Compressor Room | 02 | Dryer | SG16100200
SG |  | 16 | Pneumatic Supply System | 10 | Compressor Room | 03 | Registered Receivers | SG16100300
SG | Signals and Control System | 16 | Pneumatic Supply System | 10 | Compressor Room | 04 | Compressor Monitoring / Control Panel | SG16100400
SG |  | 16 | Pneumatic Supply System | 20 | Regulators | 01 | Distribution Regulators | SG16200100
SG | Signals and Control System | 16 | Pneumatic Supply System | 20 | Regulators | 02 | Interfacing Regulators | SG16200200
SG |  | 16 | Pneumatic Supply System | 30 | Joints | 01 | Expansion Joint | SG16300100
SG | Signals and Control System | 16 | Pneumatic Supply System | 30 | Joints | 02 | Insulated Joint | SG16300200
SG |  | 16 | Pneumatic Supply System | 40 | Manifolds | 01 | Manifold | SG16400100
SG | Signals and Control System | 16 | Pneumatic Supply System | 50 | Drains | 01 | Auto Drain | SG16500100
SG |  | 16 | Pneumatic Supply System | 50 | Drains | 02 | Non Auto Drain | SG16500200
SG | Signals and Control System | 16 | Pneumatic Supply System | 60 | Pipe system (all types) | 01 | Air Pipes and Hoses | SG16600100
SG | Signals and Control System | 16 | Pneumatic Supply System | 70 | Trackside Receivers - Unregistered | 01 | Trackside Receivers-Unregistered | SG16700100
SG | Signals and Control System | 17 | Signalling Enclosure | 10 | Trackside Housing | 01 | Small Building/Bungalow/Hut | SG17100100
SG | Signals and Control System | 17 | Signalling Enclosure | 10 | Trackside Housing | 02 | Location Cupboard/Case | SG17100200
SG | Signals and Control System | 17 | Signalling Enclosure | 10 | Trackside Housing | 03 | Equipment Cubicle | SG17100300
SG | Signals and Control System | 17 | Signalling Enclosure | 10 | Trackside Housing | 04 | Emergency Box | SG17100400

## 2. Civil & Structures
TMC Framework for Civil & Structures
Level 1: Descrition | Level 1: Code | Level 1: Description | Level 2: Code | Level 2: Description | Level 3: Code | Level 3: Description | Level 4: Code | Level 4: Description | New TMC
Civil & Structures | CV | Civil & Structures | 01 | Bridges | 10 | Underbridges
Civil & Structures | CV |  | 01 | Bridges | 11 | Underbridge | 01 | Underbridge-Steel | CV01110100
Civil & Structures | CV |  | 01 | Bridges | 11 | Underbridge | 02 | Underbridge - Steel w Underwater Piers | CV01110200
Civil & Structures | CV |  | 01 | Bridges | 11 | Underbridge | 03 | Underbridge - Steel w BFB | CV01110300
Civil & Structures | CV |  | 01 | Bridges | 11 | Underbridge | 04 | Underbridge - Timber | CV01110400
Civil & Structures | CV |  | 01 | Bridges | 11 | Underbridge | 05 | Underbridge - Timber w Underwater Piers | CV01110500
Civil & Structures | CV |  | 01 | Bridges | 11 | Underbridge | 06 | Underbridge-Masonry/Concrete | CV01110600
Civil & Structures | CV |  | 01 | Bridges | 11 | Underbridge | 07 | Underbridge-Masonry/Concrete w Underwater Piers | CV01110700
Civil & Structures | CV |  | 01 | Bridges | 12 | Underbridge Span | 01 | Underbridge Span | CV01120100
Civil & Structures | CV |  | 01 | Bridges | 12 |  | 02 | Underbridge Culvert Span | CV01120200
Civil & Structures | CV |  | 01 | Bridges | 13 | Underbridge Abutment | 01 | Underbridge Abutment | CV01130100
Civil & Structures | CV |  | 01 | Bridges | 14 | Underbridge Pier | 01 | Underbridge Pier | CV01140100
Civil & Structures | CV |  | 01 | Bridges | 20 | Overbridges
Civil & Structures | CV |  | 01 | Bridges | 21 | Overbridge | 01 | Overbridge-Steel | CV01210100
Civil & Structures | CV |  | 01 | Bridges | 21 |  | 02 | Overbridge-Timber | CV01210200
Civil & Structures | CV |  | 01 | Bridges | 21 |  | 03 | Overbridge-Masonry/Concrete | CV01210300
Civil & Structures | CV |  | 01 | Bridges | 22 | Overbridge Span | 01 | Overbridge Span | CV01220100
Civil & Structures | CV |  | 01 | Bridges | 22 |  | 02 | Overbridge-Culvert Span | CV01220200
Civil & Structures | CV |  | 01 | Bridges | 23 | Overbridge Abutment | 01 | Overbridge Abutment | CV01230100
Civil & Structures | CV |  | 01 | Bridges | 24 | Overbridge Pier | 01 | Overbridge Pier | CV01240100
Civil & Structures | CV |  | 01 | Bridges | 30 | Footbridges
Civil & Structures | CV |  | 01 | Bridges | 31 | Footbridge | 01 | Footbridge-Steel | CV01310100
Civil & Structures | CV |  | 01 | Bridges | 31 |  | 02 | Footbridge-Timber | CV01310200
Civil & Structures | CV |  | 01 | Bridges | 31 |  | 03 | Footbridge-Masonry/Concrete | CV01310300
Civil & Structures | CV |  | 01 | Bridges | 32 | Footbridge Span | 01 | Footbridge Span | CV01320100
Civil & Structures | CV |  | 01 | Bridges | 32 |  | 02 | Footbridge Access Span | CV01320200
Civil & Structures | CV |  | 01 | Bridges | 33 | Footbridge Abutment | 01 | Footbridge Abutment | CV01330100
Civil & Structures | CV |  | 01 | Bridges | 33 |  | 02 | Footbridge Access Abutment | CV01330200
Civil & Structures | CV |  | 01 | Bridges | 34 | Footbridge Pier | 01 | Footbridge Pier | CV01340100
Civil & Structures | CV |  | 01 | Bridges | 34 |  | 02 | Footbridge Access Pier | CV01340200
Civil & Structures | CV |  | 01 | Bridges | 40 | Access Bridges
Civil & Structures | CV |  | 01 | Bridges | 41 | Access Bridge | 01 | Access Bridge-Steel | CV01410100
Civil & Structures | CV |  | 01 | Bridges | 41 |  | 02 | Access Bridge-Timber | CV01410200
Civil & Structures | CV |  | 01 | Bridges | 41 |  | 03 | Access Bridge-Masonry/Concrete | CV01410300
Civil & Structures | CV |  | 01 | Bridges | 42 | Access Bridge Span | 01 | Access Bridge Span | CV01420100
Civil & Structures | CV |  | 01 | Bridges | 43 | Access Bridge Abutment | 01 | Access Bridge Abutment | CV01430100
Civil & Structures | CV |  | 01 | Bridges | 44 | Access Bridge Pier | 01 | Access Bridge Pier | CV01440100
Civil & Structures | CV |  | 01 | Bridges | 50 | Subways
Civil & Structures | CV |  | 01 | Bridges | 51 | Pedestrian Subway | 01 | Pedestrian Subway-Steel | CV01510100
Civil & Structures | CV |  | 01 | Bridges | 51 |  | 02 | Pedestrian Subway-Timber | CV01510200
Civil & Structures | CV |  | 01 | Bridges | 51 |  | 03 | Pedestrian Subway-Concrete | CV01510300
Civil & Structures | CV |  | 01 | Bridges | 52 | Subway Span | 01 | Subway Span | CV01520100
Civil & Structures | CV |  | 01 | Bridges | 53 | Subway Abutment | 01 | Subway Abutment | CV01530100
Civil & Structures | CV |  | 01 | Bridges | 54 | Subway Pier | 01 | Subway Pier | CV01540100
Civil & Structures | CV |  | 01 | Bridges | 60 | Service Bridges
Civil & Structures | CV |  | 01 | Bridges | 61 | Service Overbridge | 01 | Service Overbridge-Steel | CV01610100
Civil & Structures | CV |  | 01 | Bridges | 61 |  | 02 | Service Overbridge-Timber | CV01610200
Civil & Structures | CV |  | 01 | Bridges | 61 |  | 03 | Service Overbridge-Concrete | CV01610300
Civil & Structures | CV |  | 01 | Bridges | 62 | Service Overbridge Span | 01 | Service Overbridge Span | CV01620100
Civil & Structures | CV |  | 01 | Bridges | 63 | Service Overbridge Abutment | 01 | Service Overbridge Abutment | CV01630100
Civil & Structures | CV |  | 01 | Bridges | 64 | Service Overbridge Pier | 01 | Service Overbridge Pier | CV01640100
Civil & Structures | CV |  | 01 | Bridges | 70 | Bridge Equipment | 01 | Bridge Walkways | CV01700100
Civil & Structures | CV |  | 01 | Bridges | 70 |  | 02 | Bridge Maintenance Gantry | CV01700200
Civil & Structures | CV |  | 01 | Bridges | 70 |  | 03 | Pier Movement Sensor | CV01700300
Civil & Structures | CV |  | 02 | Drainage & Culverts | 10 | Culverts
Civil & Structures | CV |  | 02 | Drainage & Culverts | 11 | Culvert | 01 | Culvert | CV02110100
| CV |  | 02 |  | 11 |  | 02 | Tunnel Culvert | CV02110200
Civil & Structures | CV |  | 02 | Drainage & Culverts | 12 | Culvert Span | 01 | Culvert Span | CV02120100
Civil & Structures | CV |  | 02 | Drainage & Culverts | 20 | Corridor Drainage | 01 | Surface Drainage | CV02200100
| CV |  | 02 | Drainage & Culverts | 20 |  | 02 | Sub Surface Drainage | CV02200200
| CV |  | 02 | Drainage & Culverts | 20 |  | 03 | Flushing Point | CV02200300
Civil & Structures | CV |  | 02 | Drainage & Culverts | 20 |  | 04 | Flood Gate | CV02200400
Civil & Structures | CV |  | 02 | Drainage & Culverts | 20 |  | 05 | Drainage Sump | CV02200500
Civil & Structures | CV |  | 02 | Drainage & Culverts | 20 |  | 06 | Pollution Trap | CV02200600
Civil & Structures | CV |  | 02 | Drainage & Culverts | 30 | Dams
Civil & Structures | CV |  | 02 | Drainage & Culverts | 31 | Retention Dam | 01 | Retention Dam | CV02310100
Civil & Structures | CV |  | 02 | Drainage & Culverts | 40 | Basins
Civil & Structures | CV |  | 02 | Drainage & Culverts | 41 | Sedimentation Basin | 01 | Sedimentation Basin | CV02410100
Civil & Structures | CV |  | 02 | Drainage & Culverts | 41 |  | 02 | Bio-Retention Basin | CV02410200
Civil & Structures | CV |  | 03 | Earth Works | 10 | Embankment | 01 | Embankment | CV03100100
Civil & Structures | CV |  | 03 | Earth Works | 20 | Cutting | 01 | Cutting | CV03200100
Civil & Structures | CV |  | 04 | Fencing & Barriers | 10 | Fencing
Civil & Structures | CV |  | 04 | Fencing & Barriers | 11 | Corridor Boundary Fence | 01 | Corridor Boundary Fence | CV04110100
Civil & Structures | CV |  | 04 | Fencing & Barriers | 12 | Perimeter Fence | 01 | Perimeter Fence | CV04120100
Civil & Structures | CV |  | 04 | Fencing & Barriers | 13 | Security Fence | 01 | Security Fence | CV04130100
Civil & Structures | CV |  | 04 | Fencing & Barriers | 14 | Pedestrian Fence | 01 | Pedestrian Fence | CV04140100
Civil & Structures | CV |  | 04 | Fencing & Barriers | 20 | Gates
Civil & Structures | CV |  | 04 | Fencing & Barriers | 21 | Corridor Boundary Gate | 01 | Corridor Boundary Gate | CV04210100
Civil & Structures | CV |  | 04 | Fencing & Barriers | 22 | Perimeter Gate | 01 | Perimeter Gate - Manual | CV04220100
|  |  | 04 |  | 22 |  | 02 | Perimeter Gate - Automatic | CV04220200
Civil & Structures | CV |  | 04 | Fencing & Barriers | 23 | Security Gate | 01 | Security Gate | CV04230100
Civil & Structures | CV |  | 04 | Fencing & Barriers | 30 | Barriers
Civil & Structures | CV |  | 04 | Fencing & Barriers | 31 | Noise | 01 | Noise Barrier | CV04310100
Civil & Structures | CV |  | 04 | Fencing & Barriers | 32 | Safety | 01 | Safety Barrier | CV04320100
Civil & Structures | CV |  | 04 | Fencing & Barriers | 33 | Rockfall | 01 | Rockfall Barrier | CV04330100
Civil & Structures | CV |  | 04 | Fencing & Barriers | 34 | Wildlife | 01 | Wildlife Barrier | CV04340100
Civil & Structures | CV |  | 05 | Level Crossings | 10 | Road Crossings | 01 | Road Crossing-Signalled | CV05100100
Civil & Structures | CV |  | 05 | Level Crossings | 10 |  | 02 | Road Crossing-Signalled With OHW | CV05100200
Civil & Structures | CV |  | 05 | Level Crossings | 10 |  | 03 | Road Crossing-Unsignalled | CV05100300
Civil & Structures | CV |  | 05 | Level Crossings | 10 |  | 04 | Road Crossing-Unsignalled With OHW | CV05100400
Civil & Structures | CV |  | 05 | Level Crossings | 10 |  | 10 | Road Crossing - Track Segment | CV05101000
Civil & Structures | CV |  | 05 | Level Crossings | 10 |  | 11 | Road Crossing - Track Segment With OHW | CV05101100
Civil & Structures | CV |  | 05 | Level Crossings | 20 | Pedestrian Crossings | 01 | Pedestrian Crossing-Signalled | CV05200100
|  |  | 05 |  | 20 |  | 02 | Pedestrian Crossing-Unsignalled | CV05200200
Civil & Structures | CV |  | 05 | Level Crossings | 20 |  | 10 | Pedestrian Crossing - Track Segment | CV05201000
Civil & Structures | CV |  | 05 | Level Crossings | 30 | Service Crossings | 01 | Service Crossing - Without OHW | CV05300100
|  |  | 05 |  | 30 |  | 02 | Service Crossing - With OHW | CV05300200
|  |  | 05 |  | 30 |  | 10 | Service Crossing - Track Segment | CV05301000
Civil & Structures | CV |  | 05 | Level Crossings | 30 |  | 11 | Service Crossing - Track Segment With OHW | CV05301100
Civil & Structures | CV |  | 05 | Level Crossings | 40 | Private Crossings | 01 | Private Crossing - Signalled | CV05400100
|  |  | 05 |  | 40 |  | 02 | Private Crossing - Signalled With OHW | CV05400200
|  |  | 05 |  | 40 |  | 03 | Private Crossing - Unsignalled | CV05400300
Civil & Structures | CV |  | 05 | Level Crossings | 40 |  | 04 | Private Crossing - Unsignalled With OHW | CV05400400
Civil & Structures | CV |  | 05 | Level Crossings | 40 |  | 10 | Private Crossing - Track Segment | CV05401000
Civil & Structures | CV |  | 05 | Level Crossings | 40 |  | 11 | Private Crossing - Track Segment With OHW | CV05401100
Civil & Structures | CV |  | 05 | Level Crossings | 50 | Take-Offs | 01 | Take-Off-Concrete | CV05500100
Civil & Structures | CV |  | 05 | Level Crossings | 50 |  | 02 | Take-Off-Modular | CV05500200
Civil & Structures | CV |  | 06 | Overhead Wiring & Gantry Structures | 10 | Overhead Wiring Structures | 01 | Overhead Wiring Structure Mast | CV06100100
Civil & Structures | CV |  | 06 |  | 10 |  | 02 | Overhead Wiring Structure Portal | CV06100200
Civil & Structures | CV |  | 06 | Overhead wiring & Gantry Structures | 10 |  | 03 | Overhead Wiring Registration Point | CV06100300
Civil & Structures | CV |  | 06 | Overhead wiring & Gantry Structures | 20 | Overhead Track Gantry Structures | 01 | Overhead Signal Gantry Structure | CV06200100
Civil & Structures | CV |  | 06 | Overhead wiring & Gantry Structures | 20 |  | 02 | OH Combined OHW & Signal Gantry Portal | CV06200200
Civil & Structures | CV |  | 06 | Overhead wiring & Gantry Structures | 20 |  | 03 | Condition Monitoring Gantry | CV06200300
Civil & Structures | CV |  | 06 | Overhead wiring & Gantry Structures | 20 |  | 04 | Overhead Loading Structure | CV06200400
Civil & Structures | CV |  | 07 | Tunnels | 10 | Tunnels
Civil & Structures | CV |  | 07 | Tunnels | 11 | Tunnel | 01 | Tunnel-Concrete Construction | CV07110100
Civil & Structures | CV |  | 07 | Tunnels | 11 |  | 02 | Tunnel-Masonry (Brick) Construction | CV07110200
Civil & Structures | CV |  | 07 | Tunnels | 11 |  | 03 | Tunnel-Steel Construction | CV07110300
Civil & Structures | CV |  | 07 | Tunnels | 11 |  | 04 | Tunnel-Unlined | CV07110400
Civil & Structures | CV |  | 07 | Tunnels | 12 | Tunnel Portal | 01 | Tunnel Portal | CV07120100
Civil & Structures | CV |  | 07 | Tunnels | 20 | Caverns | 01 | Station Cavern | CV07200100
Civil & Structures | CV |  | 07 | Tunnels | 20 |  | 02 | Crossover Cavern | CV07200200
Civil & Structures | CV |  | 07 | Tunnels | 30 | Shafts | 01 | Shaft | CV07300100
Civil & Structures | CV |  | 07 | Tunnels | 40 | Rail Enclosure Structure (RES) | 01 | Rail Enclosure Structure (RES) | CV07400100
Civil & Structures | CV |  | 07 | Tunnels | 50 | Tunnel Equipment | 01 | Noise Abatement Panel | CV07500100
Civil & Structures | CV |  | 07 | Tunnels | 50 |  | 02 | Tunnel Walkway | CV07500200
Civil & Structures | CV |  | 08 | Retaining Structures | 10 | Walls
|  |  | 08 |  | 11 | Retaining Wall | 01 | Retaining Wall | CV08110100
|  |  | 08 |  | 11 |  | 02 | Masonry Retaining Wall | CV08110200
|  |  | 08 |  | 11 |  | 03 | Mass Block Retaining Wall (Crib or Gabion) | CV08110300
|  |  | 08 |  | 11 |  | 04 | Cantilever Retaining Wall | CV08110400
|  |  | 08 |  | 11 |  | 05 | Reinforced Soil / Soil Nail Retaining Wall | CV08110500
|  |  | 08 |  | 11 |  | 06 | Anchored Retaining Wall | CV08110600
|  |  | 08 |  | 11 |  | 07 | Post & Panel Retaining Wall | CV08110700
|  |  | 08 |  | 11 |  | 08 | Timber Retaining Wall | CV08110800
|  |  | 08 |  | 11 |  | 09 | Shotcrete / Fibrecrete Retaining Wall | CV08110900
Civil & Structures | CV |  | 09 | Roads | 10 | Access Roads | 01 | Access Road | CV09100100
Civil & Structures | CV |  | 10 | Towers | 10 | Communication Towers | 01 | Communication Tower | CV10100100
Civil & Structures | CV |  | 10 | Towers | 20 | Water Towers | 01 | Water Tower | CV10200100
Civil & Structures | CV |  | 10 | Towers | 30 | Power Transmission Towers | 01 | Power Transmission Tower | CV10300100
Civil & Structures | CV |  | 10 | Towers | 40 | Light Towers | 01 | Light Tower | CV10400100
Civil & Structures | CV |  | 11 | Track Slabs | 10 | Track Slab | 01 | Track Slab | CV11100100
|  |  | 11 |  | 20 | Transition Slab | 01 | Transition Slab | CV11200100
Civil & Structures | CV |  | 11 |  | 30 | Precast Track Slab System | 01 | IVES Track System | CV11300100
Civil & Structures | CV |  | 12 | Service Route | 10 | Above ground level | 01 | Service Route-Above ground level | CV12100100
Civil & Structures | CV |  | 12 | Service Route | 20 | Ground level | 01 | Service Route-Ground level | CV12200100
Civil & Structures | CV |  | 12 | Service Route | 30 | Below ground level | 01 | Service Route-Below ground level | CV12300100
Civil & Structures | CV |  | 12 | Service Route | 40 | Under Track Crossing | 01 | Under Track Crossing | CV12400100
| CV |  | 12 | Service Route | 50 | Cable Pit | 01 | Cable Pit | CV12500100
Civil & Structures | CV |  | 13 | Miscellaneous Structures | 10 | Miscellaneous Structures | 01 | Coal Loader | CV13100100
Civil & Structures | CV |  | 13 | Miscellaneous Structures | 10 | Miscellaneous Structures | 02 | Coal unloader | CV13100200
Civil & Structures | CV |  | 13 | Miscellaneous Structures | 10 | Miscellaneous Structures | 03 | Loading Dock | CV13100300
| CV |  | 13 | Miscellaneous Structures | 10 | Miscellaneous Structures | 04 | Dry Dock | CV13100400
Civil & Structures | CV |  | 13 | Miscellaneous Structures | 10 | Miscellaneous Structures | 05 | Boat Ramp | CV13100500
Civil & Structures | CV |  | 13 | Miscellaneous Structures | 10 | Miscellaneous Structures | 06 | Safety Ramp | CV13100600
Civil & Structures | CV |  | 13 | Miscellaneous Structures | 10 | Miscellaneous Structures | 07 | Cycleway | CV13100700
Civil & Structures | CV |  | 13 | Miscellaneous Structures | 10 | Miscellaneous Structures | 08 | Infrastructure Walkway | CV13100800
Civil & Structures | CV |  | 13 | Miscellaneous Structures | 10 | Miscellaneous Structures | 09 | Airspace Development | CV13100900
Civil & Structures | CV |  | 13 | Miscellaneous Structures | 10 | Miscellaneous Structures | 10 | Cattle Grid | CV13101000
Civil & Structures | CV |  | 13 | Miscellaneous Structures | 10 | Miscellaneous Structures | 11 | Cattle Stop | CV13101100
Civil & Structures | CV |  | 13 | Miscellaneous Structures | 10 | Miscellaneous Structures | 12 | Sand Box | CV13101200
Civil & Structures | CV |  | 13 | Miscellaneous Structures | 10 | Miscellaneous Structures | 13 | Water Spout | CV13101300
Civil & Structures | CV |  | 13 | Miscellaneous Structures | 10 | Miscellaneous Structures | 14 | Fauna Crossing | CV13101400
Civil & Structures | CV |  | 13 | Miscellaneous Structures | 10 | Miscellaneous Structures | 15 | Slipway | CV13101500
Civil & Structures | CV |  | 13 | Miscellaneous Structures | 10 | Miscellaneous Structures | 16 | Turntable | CV13101600
Civil & Structures | CV |  | 13 | Miscellaneous Structures | 10 | Miscellaneous Structures | 17
Civil & Structures | CV |  | 13 | Miscellaneous Structures | 10 | Miscellaneous Structures | 18 | Inspection Pit | CV13101800
Civil & Structures | CV |  | 13 | Miscellaneous Structures | 10 | Miscellaneous Structures | 19 | Environmental Toilet | CV13101900
Civil & Structures | CV |  | 14 | Geotechnical Equipment | 10 | Geotechnical Monitoring Instruments | 01 | GMI-Inclinometer | CV14100100
Civil & Structures | CV |  | 14 | Geotechnical Equipment | 10 |  | 02 | GMI-Extensometer | CV14100200
Civil & Structures | CV |  | 14 | Geotechnical Equipment | 10 |  | 03 | GMI-Piezometer | CV14100300
Civil & Structures | CV |  | 14 | Geotechnical Equipment | 10 |  | 04 | GMI-Tiltmeter | CV14100400
Civil & Structures | CV |  | 14 | Geotechnical Equipment | 10 |  | 05 | GMI-Earth Pressure Cell | CV14100500
Civil & Structures | CV |  | 14 | Geotechnical Equipment | 10 |  | 06 | GMI-Load Cell | CV14100600
Civil & Structures | CV |  | 14 | Geotechnical Equipment | 10 |  | 07 | GMI-Tensiometer | CV14100700
Civil & Structures | CV |  | 14 | Geotechnical Equipment | 10 |  | 08 | GMI-Strain Gauge | CV14100800
Civil & Structures | CV |  | 14 | Geotechnical Equipment | 20 | Early Warning Systems | 01 | EWS - Slip Detectors | CV14200100
Civil & Structures | CV |  | 14 | Geotechnical Equipment | 20 |  | 02 | EWS - Rock Fall Detectors | CV14200200
Civil & Structures | CV |  | 14 | Geotechnical Equipment | 20 |  | 03 | EWS - Vibration Monitors | CV14200300
Civil & Structures | CV |  | 14 | Geotechnical Equipment | 20 |  | 04 | EWS - Rainfall Monitors | CV14200400
Civil & Structures | CV |  | 14 | Geotechnical Equipment | 20 |  | 05 | EWS - Flood Level Monitors | CV14200500

## 3.Track
TMC Framework for Track
Level 1: Code | Level 1: Description | Level 2: Code | Level 2: Description | Level 3: Code | Level 3: Description | Level 4: Code | Level 4: Description | New TMC
TR | Track | 01 | Plain Line System | 10 | Track | 01 | Track-Plain Line | TR01100100
TR | Track | 01 |  | 10 |  | 02 | Track-Siding | TR01100200
TR | Track | 01 |  | 10 |  | 03 | Track-Main Line - Embedded | TR01100300
TR | Track | 01 |  | 10 |  | 04 | Track-Siding - Embedded | TR01100400
Track
TR | Track | 02 | Special Track Work | 10 | Turnouts | 01 | Turnout Standard Xing | TR02100100
TR | Track | 02 | Special Track Work | 10 | Turnouts | 02 | Turnout Swing Nose Xing | TR02100200
TR | Track | 02 | Special Track Work | 10 | Turnouts | 03 | Turnout Manganese Xing | TR02100300
TR | Track | 02 | Special Track Work | 10 | Turnouts | 04 | Turnout Manganese Swing Nose Xing | TR02100400
TR | Track | 02 | Special Track Work | 10 | Turnouts | 05 | Turnout Manganese Spring Wing Xing | TR02100500
TR | Track | 02 | Special Track Work | 10 | Turnouts | 06 | Turnout Standard Xing - Embedded | TR02100600
TR | Track | 02 | Special Track Work | 10 | Turnouts | 07 | Turnout Manganese Xing - Embedded | TR02100700
TR | Track | 02 | Special Track Work | 20 | Catch Points | 01 | Catch Point | TR02200100
TR | Track | 02 | Special Track Work | 30 | Diamonds | 01 | Diamond Standard Xing | TR02300100
TR | Track | 02 | Special Track Work | 30 |  | 02 | Diamond Manganese Xing | TR02300200
TR | Track | 02 | Special Track Work | 30 |  | 03 | Diamond Standard Xing- Embedded | TR02300300
TR | Track | 02 | Special Track Work | 30 | Diamonds | 04 | Diamond Manganese Xing - Embedded | TR02300400
TR | Track | 02 | Special Track Work | 40 | Slips
TR | Track | 02 | Special Track Work | 41 | Single Slip | 01 | Single Slip Standard Xing | TR02410100
TR | Track | 02 | Special Track Work | 41 | Single Slip | 02 | Single Slip Manganese Xing | TR02410200
TR | Track | 02 | Special Track Work | 42 | Double Slip | 01 | Double Slip Standard Xing | TR02420100
TR | Track | 02 | Special Track Work | 42 | Double Slip | 02 | Double Slip Manganese Xing | TR02420200
TR | Track | 02 | Special Track Work | 50 | Expansion Switch | 01 | Expansion Switch | TR02500100
TR | Track | 02 | Special Track Work | 60 | Switches and Crossings | 01 | V - Crossing | TR02600100
TR | Track | 02 | Special Track Work | 60 |  | 02 | K - Crossing | TR02600200
TR | Track | 02 | Special Track Work | 60 |  | 03 | Turnout Switch | TR02600300
TR | Track | 02 | Special Track Work | 60 |  | 04 | V - Crossing - Embedded | TR02600400
TR | Track | 02 | Special Track Work | 60 |  | 05 | K - Crossing - Embedded | TR02600500
TR | Track | 02 | Special Track Work | 60 |  | 06 | H - Crossing - Embedded | TR02600600
TR | Track | 02 | Special Track Work | 60 |  | 07 | Turnout Switch - Embedded | TR02600700
TR | Track | 02 | Special Track Work | 70 | Bearers | 01 | Standard Bearers | TR02700100
TR | Track | 02 | Special Track Work | 70 | Diamonds | 02 | Jointed Bearers | TR02700200
Track
TR | Track | 03 | Track Equipment | 10 | Rail | 01 | Rail | TR03100100
TR | Track | 03 | Plain Line Track Equipment | 10 |  | 02 | Grooved Rail | TR03100200
TR | Track | 03 | Plain Line Track Equipment | 20 | Rail Joints | 01 | Rail Insulated Joint | TR03200100
TR | Track | 03 | Plain Line Track Equipment | 30 | Sleepers | 01 | Sleeper | TR03300100
TR | Track | 03 | Plain Line Track Equipment | 40 | Ballast | 01 | Ballast | TR03400100
TR | Track | 03 |  | 50 | Rail Weld | 01 | Wirefeed WheelBurn Weld | TR03500100
TR | Track | 03 |  | 50 |  | 02 | Aluminothermic Weld | TR03500200
TR | Track | 03 |  | 50 |  | 03 | Wirefeed Turnout Weld | TR03500300
Track
TR | Track | 04 | Track & Rail Ancillary Equipment | 10 | End of Line Stops
TR | Track | 04 |  | 11 | Fixed Buffer Stops | 01 | Fixed Buffer Stop | TR04110100
TR | Track | 04 |  | 12 | Energy Absorbing Buffer Stops | 01 | Energy Absorbing Buffer Stop-Friction | TR04120100
TR | Track | 04 |  | 12 |  | 02 | Energy Absorbing Buffer Stop-Hydraulic | TR04120200
TR | Track | 04 |  | 12 |  | 03 | Energy Absorbing Buffer Stop-Combination | TR04120300
TR | Track | 04 |  | 13 | Other Stops | 01 | Ash Stop | TR04130100
TR | Track | 04 |  | 20 | Applicators
TR | Track | 04 |  | 21 | Gauge Face Rail Lubricator - Mechanical | 01 | Rail Lubricator C4 | TR04210100
TR | Track | 04 |  | 21 | Gauge Face Rail Lubricator - Mechanical | 02 | Rail Lubricator M4 | TR04210200
TR | Track | 04 |  | 21 | Gauge Face Rail Lubricator - Mechanical | 03 | Rail Lubricator M6 | TR04210300
TR | Track | 04 |  | 21 | Gauge Face Rail Lubricator - Mechanical | 04 | Rail Lubricator M7 | TR04210400
TR | Track | 04 |  | 21 | Gauge Face Rail Lubricator - Mechanical | 05 | Rail Lubricator M50 | TR04210500
TR | Track | 04 |  | 21 | Gauge Face Rail Lubricator - Mechanical | 06 | Rail Lubricator M100 | TR04210600
TR | Track | 04 |  | 22 | Gauge Face Rail Lubricator - Electrical | 01 | Prot IV Rail Lubricator (LB Foster) | TR04220100
| Track | 04 |  | 22 | Gauge Face Rail Lubricator - Electrical | 02 | Rail Lubricator (Whitmore Electro 15) | TR04220200
TR | Track | 04 |  | 23 | Top of Rail Friction Modifier | 01 | Rail Lubricator Wheel Squeal-Interphase | TR04230100
|  | 04 |  | 23 |  | 02 | Rail Lubricator Wheel Squeal-Flutek | TR04230200
| Track | 04 |  | 23 | Top of Rail Friction Modifier | 03 | Prot IV TORFMA (LB Foster) | TR04230300
TR | Track | 04 |  | 30 | Track Signage | 01 | Speedboard | TR04300100
TR | Track | 04 |  | 30 |  | 02 | Eight Cars Signage | TR04300200
TR | Track | 04 |  | 40 | Derailer | 01 | Derailer | TR04400100
|  | 04 |  | 50 | Survey Mark | 01 | Track Control Mark | TR04500100
|  | 04 |  | 50 |  | 02 | Suvey Control Mark | TR04500200
|  | 04 |  | 50 |  | 03 | LiDAR Control Target | TR04500300
|  | 04 |  | 60 | Track Magnet | 01 | North Pole magnet | TR04600100
|  | 04 |  | 60 |  | 02 | South Pole magnet | TR04600200
|  | 04 |  | 70 | Manual Non-Interlocking Points Levers | 01 | Points Lever - Thornley | TR04700100
|  | 04 |  | 70 |  | 02 | Points Lever - Ball | TR04700200
|  | 04 |  | 70 |  | 03 | Points Lever - Racor | TR04700300
TR | Track | 04 |  | 70 |  | 04 | Points Lever - National Trackwork | TR04700400

## 4. Architecture & Services
TMC Framework for Architecture & Services
Level 1: Code | Level 1: Description | Level 2: Code | Level 2: Description | Level 3: Code | Level 3: Description | Level 4: Code | Level 4: Description | New TMC | Count
AR | Architecture & Services | 01 | Vertical Transportation | 10 | Lifts |  |  |  | 0
AR | Architecture and Services | 01 | Vertical Transportation | 11 | Lift Hydraulic | 01 | Lift Hydraulic | AR01110100 | 14
AR | Architecture and Services | 01 | Vertical Transportation | 12 | Lift Electric Traction | 01 | Lift Overhead Traction | AR01120100 | 22
AR | Architecture and Services | 01 | Vertical Transportation | 13 | Lift Hoist | 01 | Lift Hoist | AR01130100 | 10
AR | Architecture and Services | 01 | Vertical Transportation | 14 | Lift Motor Roomless | 01 | Lift Motor Roomless | AR01140100 | 19
AR | Architecture and Services | 01 | Vertical Transportation | 15 | Lift Wheelchair | 01 | Lift Wheelchair | AR01150100 | 15
AR | Architecture and Services | 01 | Vertical Transportation | 16 | Lift Chain Drive | 01 | Lift Chain Drive | AR01160100 | 16
AR | Architecture and Services | 01 | Vertical Transportation | 17 | Lift Cable Drive | 01 | Lift Cable Drive | AR01170100 | 37
AR | Architecture and Services | 01 | Vertical Transportation | 18 | Lift Screw Jack Drive | 01 | Lift Screw Jack Drive | AR01180100 | 21
AR | Architecture and Services | 01 | Vertical Transportation | 20 | Escalators | 01 | Escalators | AR01200100 | 10
AR | Architecture and Services
AR | Architecture and Services | 02 | Mechanical Systems (HVAC) (Heating Ventilation Air Conditioning) | 10 | Air Conditioning Direct Expansion Systems
AR | Architecture and Services | 02 | Mechanical Systems (HVAC) (HEATING VENTILATION AIR CONDITIONING) | 11 | AC Packaged System | 01 | AC Packaged Sys-Ducted Air Cooled | AR02110100 | 33
AR | Architecture and Services | 02 | Mechanical Systems (HVAC) (HEATING VENTILATION AIR CONDITIONING) | 11 |  | 02 | AC Packaged Sys-Ducted Water Cooled | AR02110200 | 35
AR | Architecture and Services | 02 | Mechanical Systems (HVAC) (HEATING VENTILATION AIR CONDITIONING) | 11 |  | 03 | AC Packaged Sys-Non Ducted Air Cooled | AR02110300 | 37
AR | Architecture and Services | 02 | Mechanical Systems (HVAC) (HEATING VENTILATION AIR CONDITIONING) | 11 |  | 04 | AC Packaged Sys-Non Ducted Water Cooled | AR02110400 | 39
AR | Architecture and Services | 02 | Mechanical Systems (HVAC) (HEATING VENTILATION AIR CONDITIONING) | 12 | AC Split System | 01 | AC Split System Single | AR02120100 | 22
AR | Architecture and Services | 02 | Mechanical Systems (HVAC) (HEATING VENTILATION AIR CONDITIONING) | 12 |  | 02 | AC Split System Multi | AR02120200 | 21
AR | Architecture and Services | 02 | Mechanical Systems (HVAC) (HEATING VENTILATION AIR CONDITIONING) | 12 |  | 03 | AC Split System Ducted | AR02120300 | 22
AR | Architecture and Services | 02 | Mechanical Systems (HVAC) (HEATING VENTILATION AIR CONDITIONING) | 12 |  | 04 | AC Split System VRV | AR02120400 | 19
AR | Architecture and Services | 02 | Mechanical Systems (HVAC) (HEATING VENTILATION AIR CONDITIONING) | 13 | AC Single Unit RAC | 01 | AC Single Unit RAC | AR02130100 | 18
AR | Architecture and Services | 02 | Mechanical Systems (HVAC) (HEATING VENTILATION AIR CONDITIONING) | 14 | Computer Room Air Conditioner (CRAC) | 01 | CRAC System-Air Cooled | AR02140100 | 22
AR | Architecture and Services | 02 | Mechanical Systems (HVAC) (HEATING VENTILATION AIR CONDITIONING) | 14 |  | 02 | CRAC System-Water Cooled | AR02140200 | 24
AR | Architecture and Services | 02 | Mechanical Systems (HVAC) (HEATING VENTILATION AIR CONDITIONING) | 20 | Air Conditioning Water Systems
AR | Architecture and Services | 02 | Mechanical Systems (HVAC) (HEATING VENTILATION AIR CONDITIONING) | 21 | Chilled Water System | 01 | Chilled Water System-Air Cooled | AR02210100 | 31
AR | Architecture and Services | 02 | Mechanical Systems (HVAC) (HEATING VENTILATION AIR CONDITIONING) | 21 |  | 02 | Chilled Water System-Water Cooled | AR02210200 | 33
AR | Architecture and Services | 02 | Mechanical Systems (HVAC) (HEATING VENTILATION AIR CONDITIONING) | 22 | Hot Water Heating System | 01 | Hot Water Heating System | AR02220100 | 24
AR | Architecture and Services | 02 | Mechanical Systems (HVAC) (HEATING VENTILATION AIR CONDITIONING) | 30 | Air Conditioning Equipments
AR | Architecture and Services | 02 | Mechanical Systems (HVAC) (HEATING VENTILATION AIR CONDITIONING) | 31 | Air / Fan Equipment | 01 | Air Handling Unit | AR02310100 | 17
AR | Architecture and Services | 02 | Mechanical Systems (HVAC) (HEATING VENTILATION AIR CONDITIONING) | 31 |  | 02 | Fan Coil Unit | AR02310200 | 13
AR | Architecture and Services | 02 | Mechanical Systems (HVAC) (HEATING VENTILATION AIR CONDITIONING) | 32 | Heat Exchanger | 01 | Heat Exchanger | AR02320100 | 14
AR | Architecture and Services | 02 | Mechanical Systems (HVAC) (HEATING VENTILATION AIR CONDITIONING) | 33 | Cooling Equipment | 01 | Chiller-Air Cooled | AR02330100 | 18
AR | Architecture and Services | 02 | Mechanical Systems (HVAC) (HEATING VENTILATION AIR CONDITIONING) | 33 |  | 02 | Chiller-Water Cooled | AR02330200 | 20
AR | Architecture and Services | 02 | Mechanical Systems (HVAC) (HEATING VENTILATION AIR CONDITIONING) | 33 |  | 03 | Cooling Tower | AR02330300 | 13
AR | Architecture and Services | 02 | Mechanical Systems (HVAC) (HEATING VENTILATION AIR CONDITIONING) | 33 |  | 04 | Fluid Cooler Unit | AR02330400 | 18
AR | Architecture and Services | 02 | Mechanical Systems (HVAC) (HEATING VENTILATION AIR CONDITIONING) | 33 |  | 05 | CRAC Chilled Water Unit | AR02330500 | 23
AR | Architecture and Services | 02 | Mechanical Systems (HVAC) (HEATING VENTILATION AIR CONDITIONING) | 34 | Heating Equipment | 01 | Boiler | AR02340100 | 6
AR | Architecture and Services | 02 | Mechanical Systems (HVAC) (HEATING VENTILATION AIR CONDITIONING) | 35 | Pump | 01 | Pump-Chilled Water | AR02350100 | 18
AR | Architecture and Services | 02 | Mechanical Systems (HVAC) (HEATING VENTILATION AIR CONDITIONING) | 35 |  | 02 | Pump-Condenser Water | AR02350200 | 20
AR | Architecture and Services | 02 | Mechanical Systems (HVAC) (HEATING VENTILATION AIR CONDITIONING) | 35 |  | 03 | Pump-Hot Water | AR02350300 | 14
AR | Architecture and Services | 02 | Mechanical Systems (HVAC) (HEATING VENTILATION AIR CONDITIONING) | 36 | Tank | 01 | Tank-Expansion | AR02360100 | 14
AR | Architecture and Services | 02 | Mechanical Systems (HVAC) (HEATING VENTILATION AIR CONDITIONING) | 36 |  | 02 | Tank-Buffer | AR02360200 | 11
AR | Architecture and Services | 02 | Mechanical Systems (HVAC) (HEATING VENTILATION AIR CONDITIONING) | 40 | Ventilation Systems
AR | Architecture and Services | 02 | Mechanical Systems (HVAC) (HEATING VENTILATION AIR CONDITIONING) | 41 | Air Supply Systems | 01 | Fresh Air Supply System | AR02410100 | 23
AR | Architecture and Services | 02 | Mechanical Systems (HVAC) (HEATING VENTILATION AIR CONDITIONING) | 42 | Air Extraction Systems | 01 | General Extraction System | AR02420100 | 25
AR | Architecture and Services | 02 | Mechanical Systems (HVAC) (HEATING VENTILATION AIR CONDITIONING) | 42 |  | 02 | Smoke Extraction System | AR02420200 | 23
AR | Architecture and Services | 02 | Mechanical Systems (HVAC) (HEATING VENTILATION AIR CONDITIONING) | 42 |  | 03 | Toilet Exhaust | AR02420300 | 14
AR | Architecture and Services | 02 | Mechanical Systems (HVAC) (HEATING VENTILATION AIR CONDITIONING) | 42 |  | 04 | Kitchen Exhaust | AR02420400 | 15
AR | Architecture and Services | 02 | Mechanical Systems (HVAC) (HEATING VENTILATION AIR CONDITIONING) | 43 | Air Pressurisation Systems | 01 | Air Pressurisation Systems | AR02430100 | 26
AR | Architecture and Services | 02 | Mechanical Systems (HVAC) (HEATING VENTILATION AIR CONDITIONING) | 44 | Tunnel Ventilation Systems | 01 | Longitudinal Jet Fan System | AR02440100 | 27
AR | Architecture and Services | 02 | Mechanical Systems (HVAC) (HEATING VENTILATION AIR CONDITIONING) | 44 |  | 02 | Tunnel Air Supply System | AR02440200 | 24
AR | Architecture and Services | 02 | Mechanical Systems (HVAC) (HEATING VENTILATION AIR CONDITIONING) | 44 |  | 03 | Tunnel Extraction System | AR02440300 | 24
AR | Architecture and Services | 02 | Mechanical Systems (HVAC) (HEATING VENTILATION AIR CONDITIONING) | 44 |  | 04 | Cross Passage System | AR02440400 | 20
AR | Architecture and Services | 02 | Mechanical Systems (HVAC) (HEATING VENTILATION AIR CONDITIONING) | 50 | Ventilation Equipments
AR | Architecture and Services | 02 | Mechanical Systems (HVAC) (HEATING VENTILATION AIR CONDITIONING) | 51 | Jet Fan | 01 | TV Jet Foil Fan-Flakt Woods | AR02510100 | 27
AR | Architecture and Services | 02 | Mechanical Systems (HVAC) (HEATING VENTILATION AIR CONDITIONING) | 51 | Jet Fan | 02 | TV Jet Fan Reversible-Flakt Woods | AR02510200 | 33
AR | Architecture and Services | 02 | Mechanical Systems (HVAC) (HEATING VENTILATION AIR CONDITIONING) | 51 | Jet Fan | 03 | Tunnel Ventilation Jet Fan-VarSpeed | AR02510300 | 35
AR | Architecture and Services | 02 | Mechanical Systems (HVAC) (HEATING VENTILATION AIR CONDITIONING) | 52 | Axial Fan | 01 | Tunnel Ventilation Axial Fan | AR02520100 | 28
AR | Architecture and Services | 02 | Mechanical Systems (HVAC) (HEATING VENTILATION AIR CONDITIONING) | 52 |  | 02 | Underground Station Ventilation Axial Fan | AR02520200 | 41
AR | Architecture and Services | 02 | Mechanical Systems (HVAC) (HEATING VENTILATION AIR CONDITIONING) | 53 | Centrifugal Fan | 01 | Centrifugal Fan | AR02530100 | 15
AR | Architecture and Services | 02 | Mechanical Systems (HVAC) (HEATING VENTILATION AIR CONDITIONING) | 54 | Dampers | 01 | Tunnel Ventilation Damper | AR02540100 | 25
|  | 02 |  | 54 |  | 02 | Underground Station Ventilation Damper | AR02540200 | 38
|  | 02 |  | 54 |  | 03 | Fire Damper | AR02540300
AR | Architecture and Services | 02 | Mechanical Systems (HVAC) (HEATING VENTILATION AIR CONDITIONING) | 54 |  | 04 | Motorised Volume Control Damper | AR02540400 | 31
AR | Architecture and Services
AR | Architecture and Services | 03 | Pneumatic Supply | 10 | Pneumatic Supply | 01 | Compressors | AR03100100 | 11
AR | Architecture and Services | 03 | Pneumatic Supply | 10 |  | 02 | Receivers | AR03100200 | 9
AR | Architecture and Services | 03 | Pneumatic Supply | 10 |  | 03 | Air Dryers | AR03100300 | 10
AR | Architecture and Services | 03 | Pneumatic Supply | 10 |  | 04 | Air Pipes and Hoses | AR03100400 | 19
AR | Architecture and Services | [6 empty] | AR00
AR | Architecture and Services | 04 | Fire & Life Safety Systems | 10 | Automatic Fire Sprinkler Systems | 01 | Auto Fire Sprinkler-Wet Pipe Systems | AR04100100 | 36
AR | Architecture and Services | 04 | Fire & Life Safety Systems | 10 | Automatic Fire Sprinkler Systems | 02 | Auto Fire Sprinkler-Dry Pipe System | AR04100200 | 35
AR | Architecture and Services | 04 | Fire & Life Safety Systems | 10 | Automatic Fire Sprinkler Systems | 03 | Fire Sprinkler-Deluge & Water Spray Sys | AR04100300 | 39
AR | Architecture and Services | 04 | Fire & Life Safety Systems | 10 | Automatic Fire Sprinkler Systems | 04 | Auto Fire Sprinkler-Pre-Action Systems | AR04100400 | 38
AR | Architecture and Services | 04 | Fire & Life Safety Systems | 20 | Fire Pumpsets | 01 | Fire Booster Pumpset | AR04200100 | 20
|  | 04 |  | 20 |  | 02 | Fire Hose Reel Jacking Pump | AR04200200
AR | Architecture and Services | 04 | Fire & Life Safety Systems | 30 | Fire Hydrant Systems | 01 | Fire Hydrant System | AR04300100 | 19
|  | 04 |  | 30 |  | 02 | Fire Hydrant Landing Valve | AR04300200 | 26
AR | Architecture and Services | 04 | Fire & Life Safety Systems | 40 | Water Storage Tanks For Fire Protection Systems | 01 | Water Storage Tanks-Fire Protection Sys | AR04400100 | 39
AR | Architecture and Services | 04 | Fire & Life Safety Systems | 50 | Fire Detection And Alarm Systems |  |  |  | 0
AR | Architecture and Services | 04 | Fire & Life Safety Systems | 51 | Fire Indicator Panel (FIP) | 01 | Fire Indicator Panel (FIP) | AR04510100 | 26
AR | Architecture and Services | 04 | Fire & Life Safety Systems | 51 |  | 02 | Fire Management System (EBI) | AR04510200 | 28
AR | Architecture and Services | 04 | Fire & Life Safety Systems | 51 | Fire Detection and Alarm Systems | 03 | Fire Alarm System | AR04510300 | 17
AR | Architecture and Services | 04 | Fire & Life Safety Systems | 51 | Fire Detection and Alarm Systems | 04 | FD-Smoke Detector | AR04510400 | 17
AR | Architecture and Services | 04 | Fire & Life Safety Systems | 51 | Fire Detection and Alarm Systems | 05 | FD-Thermal Detector | AR04510500 | 19
AR | Architecture and Services | 04 | Fire & Life Safety Systems | 51 | Fire Detection and Alarm Systems | 06 | FD-Break Glass Alarm | AR04510600 | 20
AR | Architecture and Services | 04 | Fire & Life Safety Systems | 52 | Alarm 240V | 01 | Smoke Alarm | AR04520100 | 11
AR | Architecture and Services | 04 | Fire & Life Safety Systems | 52 |  | 02 | Heat Alarm | AR04520200 | 10
AR | Architecture and Services | 04 | Fire & Life Safety Systems | 53 | Warning and Intercom Systems | 01 | Emergency Warning System (Sound) | AR04530100 | 32
AR | Architecture and Services | 04 | Fire & Life Safety Systems | 53 | Fire Detection and Alarm Systems | 02 | Emergency Intercom System (Phone) | AR04530200 | 33
AR | Architecture and Services | 04 | Fire & Life Safety Systems | 53 | Fire Detection and Alarm Systems | 03 | Building Occupant Warning System | AR04530300 | 32
AR | Architecture and Services | 04 | Fire & Life Safety Systems | 54 | Aspirating Smoke Detector System | 01 | Aspirating Smoke Detector System | AR04540100 | 33
AR | Architecture and Services | 04 | Fire & Life Safety Systems | 60 | Special Hazard Systems | 01 | Water Misting Suppression System | AR04600100
AR | Architecture and Services | 04 | Fire & Life Safety Systems | 60 |  | 02 | Foam Suppression System | AR04600200
AR | Architecture and Services | 04 | Fire & Life Safety Systems | 60 |  | 03 | Gas Suppression System | AR04600300
AR | Architecture and Services | 04 | Fire & Life Safety Systems | 70 | Portable Fire Fighting Equipment
AR | Architecture and Services | 04 | Fire & Life Safety Systems | 71 | Fire Hose Reels | 01 | Fire Hose Reels System | AR04710100
AR | Architecture and Services | 04 | Fire & Life Safety Systems | 71 |  | 02 | Fire Hose Reel | AR04710200
AR | Architecture and Services | 04 | Fire & Life Safety Systems | 72 | Portable and Wheeled Fire Extinguishers | 01 | Portable and Wheeled Fire Extinguisher | AR04720100
AR | Architecture and Services | 04 | Fire & Life Safety Systems | 73 | Fire Blanket | 02 | Fire Blanket | AR04730200
AR | Architecture and Services | 04 | Fire & Life Safety Systems | 80 | Fire & Smoke Control Systems |  |  |  | 0
AR | Architecture and Services | 04 | Fire & Life Safety Systems | 81 | Passive Fire & Smoke Control Systems | 01 | Fire & Smoke Barriers Walls | AR04810100 | 27
AR | Architecture and Services | 04 | Fire & Life Safety Systems | 81 | Passive Fire & Smoke Systems | 02 | Fire & Smoke Barriers Floors | AR04810200 | 28
AR | Architecture and Services | 04 | Fire & Life Safety Systems | 81 | Passive Fire & Smoke Systems | 03 | Fire & Smoke Barriers Ceiling | AR04810300 | 29
AR | Architecture and Services | 04 | Fire & Life Safety Systems | 81 | Passive Fire & Smoke Systems | 04 | Fire & Smoke Rated Access Panels/Hatches | AR04810400 | 40
AR | Architecture and Services | 04 | Fire & Life Safety Systems | 81 | Passive Fire & Smoke Systems | 05 | Fire-Protected Structural Members | AR04810500 | 33
AR | Architecture and Services | 04 | Fire & Life Safety Systems | 81 | Passive Fire & Smoke Systems | 06 | Hinged & Pivoted Fire-Resistant Doorsets | AR04810600 | 40
AR | Architecture and Services | 04 | Fire & Life Safety Systems | 81 | Passive Fire & Smoke Systems | 07 | Sliding Doors Fire-Resistant Doorsets | AR04810700 | 37
AR | Architecture and Services | 04 | Fire & Life Safety Systems | 81 | Passive Fire & Smoke Systems | 08 | Hinged & Pivoted Smoke Doors | AR04810800 | 28
AR | Architecture and Services | 04 | Fire & Life Safety Systems | 81 | Passive Fire & Smoke Systems | 09 | Fire-Shutters | AR04810900 | 13
AR | Architecture and Services | 04 | Fire & Life Safety Systems | 81 | Passive Fire & Smoke Systems | 10 | Fire-Rated Glazing | AR04811000 | 18
AR | Architecture and Services | 04 | Fire & Life Safety Systems | 81 | Passive Fire & Smoke Systems | 11 | Fire-Protected Air Ducts | AR04811100 | 24
AR | Architecture and Services | 04 | Fire & Life Safety Systems | 81 | Passive Fire & Smoke Systems | 12 | Fire & Smoke Barriers Curtain | AR04811200 | 30
AR | Architecture and Services | 04 | Fire & Life Safety Systems | 82 | Fire & Smoke Control For Mechanical Services | 01 | Smoke Control And HVAC | AR04820100 | 22
AR | Architecture and Services
AR | Architecture and Services | 05 | Hydraulic Systems (Water, Sewer, Drainage) | 10 | Water Supply Systems
AR | Architecture and Services | 05 |  | 11 | Potable Cold Water Supply | 01 | Potable Cold Water Storage | AR05110100 | 26
AR | Architecture and Services | 05 | Hydraulic Systems (Water, Sewer, Drainage) | 11 | Portable Cold Water Supply | 02 | Potable Cold Water Pumps | AR05110200
AR | Architecture and Services | 05 | Hydraulic Systems (Water, Sewer, Drainage) | 11 | Portable Cold Water Supply | 03 | Potable Cold Water Reticulation | AR05110300 | 31
AR | Architecture and Services | 05 | Hydraulic Systems (Water, Sewer, Drainage) | 11 | Portable Cold Water Supply | 04 | Potable Cold Water Meter | AR05110400 | 24
AR | Architecture and Services | 05 | Hydraulic Systems (Water, Sewer, Drainage) | 12 | Hot Water Supply | 01 | Hot Water Storage | AR05120100 | 17
AR | Architecture and Services | 05 | Hydraulic Systems (Water, Sewer, Drainage) | 12 | Hot Water Supply | 02 | Hot Water Pumps | AR05120200 | 15
AR | Architecture and Services | 05 | Hydraulic Systems (Water, Sewer, Drainage) | 12 | Hot Water Supply | 03 | Hot Water Reticulation | AR05120300 | 22
AR | Architecture and Services | 05 | Hydraulic Systems (Water, Sewer, Drainage) | 12 | Hot Water Supply | 04 | Hot Water Tempering Valve | AR05120400 | 25
AR | Architecture and Services | 05 | Hydraulic Systems (Water, Sewer, Drainage) | 12 | Hot Water Supply | 05 | Instantaneous Hot Water System (Gas) | AR05120500 | 36
AR | Architecture and Services | 05 | Hydraulic Systems (Water, Sewer, Drainage) | 12 | Hot Water Supply | 06 | Instantaneous Hot Water System (Electrical) | AR05120600 | 43
AR | Architecture and Services | 05 | Hydraulic Systems (Water, Sewer, Drainage) | 13 | Storm Water Supply | 01 | Storm Water Storage | AR05130100 | 19
AR | Architecture and Services | 05 | Hydraulic Systems (Water, Sewer, Drainage) | 13 | Storm Water Systems | 02 | Storm Water Pumps | AR05130200
AR | Architecture and Services | 05 | Hydraulic Systems (Water, Sewer, Drainage) | 13 | Storm Water Systems | 03 | Storm Water Reticulation | AR05130300
AR | Architecture and Services | 05 | Hydraulic Systems (Water, Sewer, Drainage) | 14 | Valves | 01 | Backflow Prevention Valve | AR05140100 | 26
AR | Architecture and Services | 05 | Hydraulic Systems (Water, Sewer, Drainage) | 14 | Storm Water Systems | 02 | Thermostatic Mixing Valves | AR05140200 | 27
|  | 05 |  | 15 | Rain Water Supply | 01 | Rain Water Storage | AR05150100
|  | 05 |  | 16 | Rain Water Harvesting System | 01 | Rain Water Harvesting System | AR05160100
AR | Architecture and Services | 05 | Hydraulic Systems (Water, Sewer, Drainage) | 20 | Sanitary Sewer Systems | 01 | Sewer Traps (Oil, Grease, Waste) | AR05200100 | 32
AR | Architecture and Services | 05 | Hydraulic Systems (Water, Sewer, Drainage) | 20 | Sewer Systems | 02 | Sewer Reticulation | AR05200200 | 18
AR | Architecture and Services | 05 | Hydraulic Systems (Water, Sewer, Drainage) | 20 | Sewer Systems | 03 | Sewer Inspection Opening | AR05200300 | 24
AR | Architecture and Services | 05 | Hydraulic Systems (Water, Sewer, Drainage) | 20 |  | 04 | Sewer Tank | AR05200400 | 10
AR | Architecture and Services | 05 | Hydraulic Systems (Water, Sewer, Drainage) | 20 |  | 05 | Sewer Ejector Pump | AR05200500 | 18
AR | Architecture and Services | 05 | Hydraulic Systems (Water, Sewer, Drainage) | 20 |  | 06 | Sewer Macerator Pump | AR05200600 | 20
AR | Architecture and Services | 05 | Hydraulic Systems (Water, Sewer, Drainage) | 20 |  | 07 | Sewer Sanitary Pump | AR05200700 | 19
AR | Architecture and Services | 05 | Hydraulic Systems (Water, Sewer, Drainage) | 20 |  | 08 | Environmental Separation Unit | AR05200800 | 29
AR | Architecture and Services | 05 | Hydraulic Systems (Water, Sewer, Drainage) | 40 | Stormwater Drainage Systems | 01 | Drainage Sumps | AR05400100 | 14
AR | Architecture and Services | 05 | Hydraulic Systems (Water, Sewer, Drainage) | 40 | Drainage Systems | 02 | Drainage Pumps | AR05400200 | 14
AR | Architecture and Services | 05 | Hydraulic Systems (Water, Sewer, Drainage) | 40 | Drainage Systems | 03 | Drainage Reticulation | AR05400300 | 21
AR | Architecture and Services | 05 | Hydraulic Systems (Water, Sewer, Drainage) | 40 | Drainage Systems | 04 | Drainage Storage | AR05400400 | 16
AR | Architecture and Services | 05 | Hydraulic Systems (Water, Sewer, Drainage) | 50 | Tunnel Stormwater Drainage Systems | 01 | Tunnel Drainage Sumps | AR05500100 | #REF!
AR | Architecture and Services | 05 | Hydraulic Systems (Water, Sewer, Drainage) | 50 | Tunnel Drainage Systems | 02 | Tunnel Drainage Pumps | AR05500200 | #REF!
AR | Architecture and Services | 05 | Hydraulic Systems (Water, Sewer, Drainage) | 50 | Tunnel Drainage Systems | 03 | Tunnel Drainage Reticulation | AR05500300 | 21
AR | Architecture and Services | 05 | Hydraulic Systems (Water, Sewer, Drainage) | 50 | Tunnel Drainage Systems | 04 | Tunnel Drainage Storage | AR05500400 | 21
AR | Architecture and Services | 05 | Hydraulic Systems (Water, Sewer, Drainage) | 60 | Water Treatment Systems | 01 | Water Treatment System | AR05600100 | 22
AR | Architecture and Services | 05 | Hydraulic Systems (Water, Sewer, Drainage) | 70 | Water Filtration Systems | 01 | Water Filtration System | AR05700100 | 23
AR | Architecture and Services | 05 | Hydraulic Systems (Water, Sewer, Drainage) | 80 | Pump Control Panel | 01 | Pump Control Panel | AR05800100 | 18
AR | Architecture and Services | [6 empty] | AR00
AR | Architecture and Services | 06 | Gas Systems | 10 | Gas Supply Systems | 01 | Gas Storage Meter | AR06100100 | 17
AR | Architecture and Services | 06 | Gas Systems | 10 | Gas Supply Systems | 02 | Gas Storage Press Regulating | AR06100200 | 28
AR | Architecture and Services | 06 | Gas Systems | 10 | Gas Supply Systems | 03 | Gas Supply Reticulation | AR06100300 | 23
AR | Architecture and Services | 06 | Gas Systems | 10 | Gas Supply Systems | 04 | Gas Storage | AR06100400 | 11
AR | Architecture and Services
AR | Architecture and Services | 07 | Electrical LV Installation & Lighting Systems | 10 | Lighting System
AR | Architecture and Services | 07 | Electrical LV Installation & Lighting Systems | 11 | General Lighting | 01 | General Lighting | AR07110100 | 16
AR | Architecture and Services | 07 | Electrical LV Installation & Lighting Systems | 12 | Emergency Lighting | 01 | Emergency Lighting | AR07120100 | 18
AR | Architecture and Services | 07 | Electrical LV Installation & Lighting Systems | 13 | Yard Lighting | 01 | Yard Lighting | AR07130100 | 13
AR | Architecture and Services | 07 | Electrical LV Installation & Lighting Systems | 14 | Tunnel Lighting | 01 | Tunnel Lighting | AR07140100 | 15
AR | Architecture and Services | 07 | Electrical LV Installation & Lighting Systems | 16 | Solar Lighting | 01 | Solar Lighting | AR07160100 | 14
AR | Architecture and Services | 07 | Electrical LV Installation & Lighting Systems | 20 | Electrical Installation System
AR | Architecture and Services | 07 | Electrical LV Installation & Lighting Systems | 21 | LV Fixtures & Fittings | 01 | LV Fixtures & Fittings | AR07210100 | 22
AR | Architecture and Services | 07 | Electrical LV Installation & Lighting Systems | 22 | Back Up Systems | 01 | Installation UPS | AR07220100 | 16
AR | Architecture and Services | 07 | Electrical LV Installation & Lighting Systems | 22 | Metering | 02 | Battery Backup System | AR07220200 | 21
AR | Architecture and Services | 07 | Electrical LV Installation & Lighting Systems | 22 | Metering | 03 | Standby Power Generator | AR07220300 | 23
AR | Architecture and Services | 07 | Electrical LV Installation & Lighting Systems | 23 | Photovoltaic System | 01 | Panel | AR07230100 | 5
AR | Architecture and Services | 07 | Electrical LV Installation & Lighting Systems | 23 |  | 02 | Inverter | AR07230200 | 8
AR | Architecture and Services | 07 | Electrical LV Installation & Lighting Systems | 23 |  | 03 | Battery | AR07230300 | 7
AR | Architecture and Services | 07 | Electrical LV Installation & Lighting Systems | 24 | Installation Switchboards | 01 | Main Installation Board | AR07240100 | 23
AR | Architecture and Services | 07 | Electrical LV Installation & Lighting Systems | 24 | Installation Switchboards | 02 | Sub Installation Board | AR07240200 | 22
AR | Architecture and Services | 07 | Electrical LV Installation & Lighting Systems | 24 | Installation Switchboards | 03 | Change Over Panel | AR07240300 | 17
AR | Architecture and Services | 07 | Electrical LV Installation & Lighting Systems | 25 | LV Reticulation and Earthing | 01 | Earthing, Lightning, Surge Protection | AR07250100 | 37
AR | Architecture and Services | 07 | Electrical LV Installation & Lighting Systems | 25 |  | 02 | Metering | AR07250200 | 8
AR | Architecture and Services | 07 | Electrical LV Installation & Lighting Systems | 25 |  | 03 | LV Reticulation System | AR07250300 | 22
AR | Architecture and Services | 07 | Electrical LV Installation & Lighting Systems | 26 | LV Supply Conditioning | 01 | Power Factor Correction System | AR07260100 | 30
AR | Architecture and Services | 07 | Electrical LV Installation & Lighting Systems | 26 |  | 02 | LV Harmonic Filter | AR07260200 | 18
AR | Architecture and Services | 07 | Electrical LV Installation & Lighting Systems | 27 |  |  |  |  | 0
AR | Architecture and Services | 07 | Electrical LV Installation & Lighting Systems | 28 | Installation Lighting Pole | 01 | Lighting Poles - Steel | AR07280100 | 22
AR | Architecture and Services | 07 | Electrical LV Installation & Lighting Systems | 28 |  | 02 | Lighting Poles - Timber | AR07280200 | 23
AR | Architecture and Services | 07 | Electrical LV Installation & Lighting Systems | 29 | EV Charging Station | 01 | EV Charging Station | AR07290100 | 19
AR | Architecture and Services | [6 empty] | AR00
AR | Architecture and Services | 08 | Urban Design & Landscaping | 10 | Landscaping | 01 | Landscaping | AR08100100 | 11
|  | 08 |  | 20 | Memorial | 01 | Memorial | AR08200100
AR | Architecture and Services | 08 |  | 30 | Artwork | 01 | Artwork | AR08300100 | 7
AR | Architecture and Services
AR | Architecture and Services | 09 | Buildings & Access | 10 | Buildings |  |  |  | 0
AR | Architecture and Services | 09 | Buildings & Access | 11 | Permanent | 01 | Buildings-Permanent | AR09110100 | 19
AR | Architecture and Services | 09 | Buildings & Access | 12 | Temporary | 01 | Buildings-Temporary | AR09120100 | 19
AR | Architecture and Services | 09 | Buildings & Access | 13 | Platforms | 01 | Platform | AR09130100 | 8
|  | 09 |  | 13 |  | 02 | Safe Access Platform | AR09130200
AR | Architecture and Services | 09 | Buildings & Access | 13 |  | 03 | Platform Gap Filler | AR09130300 | 19
AR | Architecture and Services | 09 | Buildings & Access | 14 | Canopy | 01 | Canopy | AR09140100 | 6
|  | 09 |  | 14 |  | 02 | Photovoltaic System Structure | AR09140200 | 29
AR | Architecture and Services | 09 | Buildings & Access | 15 | Concourse | 01 | Concourse | AR09150100 | 9
AR | Architecture and Services | 09 | Buildings & Access | 16 | Lift Tower | 01 | Lift Tower | AR09160100 | 10
AR | Architecture and Services | 09 | Buildings & Access | 18 | Rooms | 01 | Rooms | AR09180100 | 5
AR | Architecture and Services | 09 | Buildings & Access | 20 | Access |  |  |  | 0
AR | Architecture and Services | 09 | Buildings & Access | 21 | Access Stairs | 01 | Access Stair | AR09210100 | 12
AR | Architecture and Services | 09 | Buildings & Access | 21 | Access Stairs | 02 | Track To Platform Stair | AR09210200 | 23
AR | Architecture and Services | 09 | Buildings & Access | 21 | Access Stairs | 03 | Train To Track Stair | AR09210300 | 20
AR | Architecture and Services | 09 | Buildings & Access | 22 | Access Ramps | 01 | Access Ramp | AR09220100 | 11
|  | 09 |  | 22 |  | 02 | Vehicular Ramp | AR09220200
|  | 09 | Buildings & Access | 23 | Walkways | 01 | Walkway | AR09230100
|  | 09 | Buildings & Access | 23 |  | 02 | Emergency Walkway | AR09230200
AR | Architecture and Services | 09 | Buildings & Access | 24 | Access Barriers | 01 | Fixed Expandable Barrier | AR09240100 | 24
AR | Architecture and Services | 09 | Buildings & Access | 25 | Access Doors | 01 | Non Fire Rated Egress Door | AR09250100 | 26
|  | 09 |  | 25 |  | 02 | Roller Door | AR09250200
|  | 09 |  | 25 |  | 03 | Automatic Swing Door | AR09250300
AR | Architecture and Services | 09 | Buildings & Access | 25 |  | 04 | Automatic Sliding Door | AR09250400 | 23
AR | Architecture and Services | 09 | Buildings & Access | 26 | Access Ladders | 01 | Height Safety Restraint | AR09260100 | 23
AR | Architecture and Services | 09 | Buildings & Access | 30 | Suites | 01 | Industrial | AR09300100 | 10
AR | Architecture and Services | 09 | Buildings & Access | 30 |  | 02 | Office | AR09300200 | 6
|  | 09 |  | 30 |  | 03 | Residential | AR09300300
|  | 09 |  | 30 |  | 04 | Community | AR09300400
AR | Architecture and Services | 09 | Buildings & Access | 30 |  | 05 | Retail | AR09300500 | 6
AR | Architecture and Services | 09 | Buildings & Access | 30 |  | 06 | Land | AR09300600 | 4
AR | Architecture and Services | 09 | Buildings & Access | 30 |  | 07 | Telecommunication | AR09300700 | 17
AR | Architecture and Services
|  | 10 | Car Parks | 10 | Car Parks
|  | 10 | Car Parks | 11 | Multi Storey Commuter Car Park | 01 | Multi Storey Commuter Car Park | AR10110100
|  | 10 | Car Parks | 11 |  | 02 | Multi Storey Car Park Support | AR10110200
|  | 10 | Car Parks | 11 |  | 03 | Multi Storey Car Park Deck Span | AR10110300
|  | 10 | Car Parks | 12 | At Grade Commuter Car Park | 01 | At Grade Commuter Car Park | AR10120100
|  | 10 | Car Parks | 13 | Staff Car Park | 01 | Staff Car Park | AR10130100
|  | 10 | Car Parks | 14 | Kiss and Ride Bay | 01 | Kiss and Ride Bay | AR10140100
AR | Architecture and Services
|  | 11 | Fixtures & Fixed Plant | 10 | Fixed Plant | 01 | Chute | AR11100100
|  | 11 |  | 10 | Crane | 02 | Crane | AR11100200
|  | 11 |  | 10 | Crusher | 03 | Crusher | AR11100300
|  | 11 |  | 10 | Conveyor | 04 | Conveyor | AR11100400
|  | 11 |  | 10 | Decanting Machine | 05 | Decanting Plant | AR11100500
|  | 11 |  | 10 | Drill Stand | 06 | Drill Stand | AR11100600
|  | 11 |  | 10 | Drop Table | 07 | Drop Table | AR11100700
|  | 11 |  | 10 | Guillotine | 08 | Guillotine | AR11100800
|  | 11 |  | 10 | Train Jack | 09 | Lifting Jack | AR11100900
|  | 11 |  | 10 | Lathe | 10 | Lathe | AR11101000
|  | 11 |  | 10 | Load Balancer | 11 | Load Balancer | AR11101100
|  | 11 |  | 10 | Load Box | 12 | Load Box | AR11101200
|  | 11 |  | 10 | Lifting Beam | 13 | Lifting Beam | AR11101300
|  | 11 |  | 10 | Mill | 14 | Mill | AR11101400
|  | 11 |  | 10 | Paint Booth | 15 | Paint Booth | AR11101500
|  | 11 |  | 10 | Pollution Plant | 16 | Pollution Plant | AR11101600
|  | 11 |  | 10 | Press | 17 | Press | AR11101700
|  | 11 |  | 10 | Saw | 18 | Saw | AR11101800
|  | 11 |  | 10 | Screen | 19 | Screen | AR11101900
AR | Architecture and Services | 11 |  | 10 | Vacuum | 20 | Vacuum | AR11102000
AR | Architecture and Services | 11 |  | 10 | Vacuum | 21 | Wash Plant | AR11102100
AR | Architecture and Services | 11 |  | 10 | Vacuum | 22 | Weighbridge non-rail | AR11102200
AR | Architecture and Services | 11 |  | 10 | Vacuum | 23 | Fixed Storage Racks | AR11102300
AR | Architecture and Services | 11 |  | 10 | Vacuum | 24 | Hoist | AR11102400
AR | Architecture and Services | 11 |  | 10 | Vacuum | 25 | Winch | AR11102500
AR | Architecture and Services | 11 |  | 10 | Vacuum | 26 | Transfer Trolley | AR11102600
AR | Architecture and Services | 11 |  | 10 | Vacuum | 27 | Stand | AR11102700
AR | Architecture and Services | 11 |  | 10 | Vacuum | 28 | Lifting Frame | AR11102800
AR | Architecture and Services | 11 |  | 10 | Vacuum | 29 | Hydraulic Lifting Platform | AR11102900
AR | Architecture and Services | 11 |  | 10 | Vacuum | 30 | Lifting Attachments | AR11103000
|  | 11 |  | 10 |  | 31 | Storage Cage | AR11103100
AR | Architecture and Services | 11 |  | 10 | Vacuum | 32 | Lifting Sling | AR11103200
|  | 11 |  | 20 | Fixtures | 01 | Rubbish Bin | AR11210100
AR | Architecture and Services | 11 |  | 20 |  | 02 | Seats | AR11200200 | 5
|  | 11 |  | 20 |  | 03 | Eye Wash/ Safety Shower | AR11200300 | AREye Wash/ Safety Shower00
|  | 11 |  | 30 |  | 04 | Defibrillator | AR11300400
|  | 11 |  | 20 |  | 05 | Nursing Bench | AR11200500
|  | 11 |  | 20 |  | 06 | Drinking Fountain | AR11200600
|  | 11 |  | 20 |  | 07 | Bicycle Rack | AR11200700
|  | 11 |  | 20 |  | 08 | Bicycle Locker | AR11200800
|  | 11 |  | 20 |  | 09 | Sink | AR11200900
|  | 11 |  | 20 |  | 10 | Mobile Phone Charging Station | AR11201000
|  | 11 |  | 21 | Toilets | 01 | Accessible Toilet | AR11210100
|  | 11 |  | 21 |  | 02 | Family Assisted Toilet | AR11210200
|  | 11 |  | 21 |  | 03 | Public Toilet | AR11210300
AR | Architecture and Services | 11 |  | 21 |  | 04 | Staff Toilet | AR11210400 | 12
|  | 11 |  | 22 | Train Station Hub Enclosure | 01 | Platform Hub | AR11220100
|  | 11 |  | 22 |  | 02 | Standalone Hub | AR11220200
|  | 11 |  | 22 |  | 03 | Recessed Hub | AR11220300
AR | Architecture and Services
|  | 12 | Minor Plant & Equipment | 10 | Calibrated Equipment | 01 | Calibrated Devices | AR12100100
|  | 12 |  | 10 |  | 02 | Calibrated Meters | AR12100200
|  | 12 |  | 20 | Safeworking Equipment | 01 | Safeworking Devices | AR12200100
|  | 12 |  | 30 | Hand Tools (non powered) | 01 | Hand Tools (non powered) | AR12300100
|  | 12 |  | 40 | Electrical Equipment | 01 | Electrical Devices | AR12400100
|  | 12 |  | 40 |  | 02 | Electrical Hand Tools | AR12400200
|  | 12 |  | 40 |  | 03 | Electrical Appliances | AR12400300
|  | 12 |  | 40 |  | 04 | Ice Maker | AR12400400
|  | 12 |  | 50 | Hydraulic/Pneumatic Equipment | 01 | Hydraulic/Pneumatic Devices | AR12500100
|  | 12 |  | 50 |  | 02 | Hydraulic/Pneumatic Hand Tools | AR12500200
|  | 12 |  | 60 | Motorised Equipment | 01 | Motorised Devices | AR12600100
|  | 12 |  | 60 |  | 02 | Motorised Hand Tools | AR12600200
|  | 12 |  | 70 | Storage Equipment | 01 | Storage Devices | AR12700100
|  | 12 |  | 70 |  | 02 | Trolleys | AR12700200
|  | 12 |  | 70 |  | 03 | Shipping Container | AR12700300
|  | 12 |  | 80 | Miscellaneous Equipment | 01 | Miscellaneous Devices | AR12800100
|  | 12 |  | 80 |  | 02 | Rail Tensioner | AR12800200
AR | Architecture and Services
AR | Architecture and Services | 13 | Fuel Systems | 10 | Fuel Systems | 01 |  | AR13100100 | 0
AR | Architecture and Services
AR | Architecture and Services | 14 | Signage | 10 | Evacuation Signage | 01 | Evacuation Signage | AR14100100 | 18
|  | 14 | Car Parks | 20 | Wayfinding Signage | 01 | Wayfinding Signage | AR14200100
|  | 14 |  | 30 | Platform Marker | 01 | Car Stopping Platform Marker | AR14300100
|  | 14 |  | 30 |  | 02 | End of Usable Platform Marker | AR14300200 | 29
AR | Architecture and Services | 14 |  | 40 | Facility Signage | 01 | Honour Roll | AR14400100 | 11

## 5.Property
TMC Framework for Property
Level 1: Code | Level 1: Description | Level 2: Code | Level 2: Description | Level 3: Code | Level 3: Description | Level 4: Code | Level 4: Description | New TMC
PP | Property | 01 | Corridors | 10 | Rail Right of Way | 01 | Rail Right of Way-Heavy Rail | PP01100100
|  | 01 |  | 10 |  | 02 | Rail Right of Way-Light Rail | PP01100200
|  | 01 |  | 20 | Rail Yards | 01 | Rail Yard-Heavy Rail | PP01200100
|  | 01 |  | 20 |  | 02 | Rail Yard-Light Rail | PP01200200
|  | 01 |  | 30 | Road Carriageways | 01 | Road Carriageway | PP01300100
|  | 01 |  | 40 | Waterways | 01 | Waterway | PP01400100
|  | 02 | Interchanges | 10 | Train Stations | 01 | Train Station - City | PP02100100
|  | 02 |  | 10 |  | 02 | Train Station - Major | PP02100200
|  | 02 |  | 10 |  | 03 | Train Station - Suburban | PP02100300
|  | 02 |  | 10 |  | 04 | Train Station - Community | PP02100400
[6 empty] | 05 | Train Station - Outer Urban | PP02100500
|  | 02 |  | 10 |  | 06 | Train Station - Non Operational | PP02100600
|  | 02 |  | 20 | Light Rail Stops | 01 | Light Rail Stop | PP02200100
|  | 02 |  | 30 | Ferry Wharves | 01 | Ferry Wharf-Commuter | PP02300100
|  | 02 |  | 30 |  | 02 | Ferry Wharf-Charter | PP02300200
|  | 02 |  | 30 |  | 03 | Ferry Wharf-General | PP02300300
|  | 02 |  | 40 | Bus Stops | 01 | Bus Stop | PP02400100
|  | 03 | Maintenance Facilities | 10 | Fleet Depots | 01 | Fleet Depot-Train | PP03100100
|  | 03 |  | 10 |  | 02 | Fleet Depot-Light Rail Vehicle | PP03100200
|  | 03 |  | 10 |  | 03 | Fleet Depot-Bus | PP03100300
|  | 03 |  | 20 | Infrastructure Depots | 01 | Infrastructure Depot | PP03200100
|  | 03 |  | 30 | Ship Yards | 01 | Ship Yard | PP03300100
|  | 04 | Operations Facilities | 10 | Operations Centres | 01 | Operations Centre | PP04100100
|  | 04 |  | 20 | Training Centres | 01 | Training Centre | PP04200100
|  | 04 |  | 30 | Drivers & Guards Amenties | 01 | Training Centre | PP04300100
|  | 04 |  | 40 | Yard Facilities | 01 | Rail Yard Facility | PP04400100
|  | 05 | Logistics Facilities | 10 | Quarry | 01 | Quarry | PP05100100
|  | 05 |  | 20 | Warehouses | 01 | Warehouse | PP05200100
|  | 05 |  | 30 | Fabrication Centres | 01 | Fabrication Centre | PP05300100
|  | 06 | Electrical Facilities | 10 | Distribution Substations
|  | 06 |  | 11 | Air Break Switch Substations | 01 | Air Break Switch-Ground Substation | PP06110100
|  | 06 |  | 11 |  | 02 | Air Break Switch-Pole Substation | PP06110200
|  | 06 |  | 12 | Link Substations | 01 | Link-Pole Substation | PP06120100
|  | 06 |  | 13 | Drop-out fuse – pole mounted substation | 01 | Drop-out fuse – pole mounted substation | PP06130100
|  | 06 |  | 14 | Ring Main Switch Substations | 01 | Air Ring Main Switch Substation-Various | PP06140100
|  | 06 |  | 14 |  | 02 | Oil Ring Main Switch Substation-Various | PP06140200
|  | 06 |  | 14 |  | 03 | SF6 Ring Main Switch Substation-Various | PP06140300
|  | 06 |  | 14 |  | 04 | Cast Resin Ring Main Switch-Pole Sub | PP06140400
|  | 06 |  | 14 |  | 05 | Cast Resin Ring Main Switch-Padmount Sub | PP06140500
|  | 06 |  | 15 | Ring Main CB Substations | 01 | RM6 Circuit Breaker-Padmount Substation | PP06150100
|  | 06 |  | 15 |  | 02 | RM6 Circuit Breaker-Walk In Substation | PP06150200
|  | 06 |  | 16 | Other Distribution Substations/Locations | 01 | Substations with Primary Voltage 2kV | PP06160100
|  | 06 |  | 16 |  | 02 | External LV Supply (Energy Supplier) | PP06160200
|  | 06 |  | 20 | System Substations
|  | 06 |  | 21 | Traction Substations | 01 | 1500V Traction Substation | PP06210100
|  | 06 |  | 21 |  | 02 | 750V DC Traction Substation | PP06210200
|  | 06 |  | 22 | Section Huts | 01 | 1500V Section Hut | PP06220100
|  | 06 |  | 23 | Non-Traction Substations | 01 | Non-Traction Substation | PP06230100
|  | 06 |  | 24 | Section Huts with Non-Traction Substations | 01 | 1500V Section Hut with Non-Traction SS | PP06240100
|  | 07 | Signalling & Control Facilities | 10 | Rail Signalling Facilities | 01 | Rail Sig Facilities - Box/Complex | PP07100100
|  | 07 |  | 10 |  | 02 | Rail Sig Facilities - Small Buildings | PP07100200
|  | 07 |  | 10 |  | 03 | Rail Sig Facilities - Location Cases | PP07100300
|  | 07 |  | 10 |  | 04 | Rail Sig Facilities - Emergency Boxes | PP07100400
|  | 07 |  | 20 | Rail Control Systems Facilities | 01 | Rail Control Systems Location | PP07200100
|  | 08 | Telecommunications Facilities | 10 | Communications System Facilities | 01 | Communications System Location | PP08100100
|  | 08 |  | 20 | Condition Monitoring System Facilities | 01 | Condition Monitoring System Location | PP08200100
|  | 09 | Service & Plant Facilities | 10 | Services Facilities | 01 | Tunnel Services Location | PP09100100
|  | 09 |  | 10 |  | 02 | Building Services Location | PP09100200
|  | 09 |  | 20 | Plant Facilities | 01 | Water Treatment Plant | PP09200100
|  | 10 | Road Traffic Facilities | 10 | Road Traffic Facilities | 01 | Road Traffic Control System Location | PP10100100
|  | 10 |  | 10 |  | 02 | Road Traffic Info/Early Warning Location | PP10100200
|  | 10 |  | 10 |  | 03 | Road Traffic Compliance Location | PP10100300
|  | 11 | Commercial Facilities | 10 | Industrial Property Facilities | 01 | Industrial Property Facilities | PP11100100
|  | 11 |  | 20 | Office Property Facilities | 01 | Office Property Facilities | PP11200100
|  | 11 |  | 30 | Residential Property Facilities | 01 | Residential Property Facilities | PP11300100
|  | 11 |  | 40 | Community Property Facilities | 01 | Community Property Facilities | PP11400100
|  | 11 |  | 50 | Retail Property Facilities | 01 | Retail Property Facilities | PP11500100
|  | 11 |  | 60 | Utility Property Facilities | 01 | Utility Property Facilities | PP11600100
|  | 12 | Rest Areas | 10 | Road Vehicle Rest Areas | 01 | Road Vehicle Rest Area-Basic | PP12100100
|  | 12 |  | 10 |  | 02 | Road Vehicle Rest Area-Minor | PP12100200
|  | 12 |  | 10 |  | 03 | Road Vehicle Rest Area-Major | PP12100300
|  | 12 |  | 20 | Road Vehicle Load Checking Areas | 01 | Road Vehicle Load Checking Area | PP12200100
|  | 13 | Feeder Easements | 10 | High Voltage | 01 | High Voltage Feeder Easement | PP13100100
|  | 13 |  | 20 | Communications Backbone | 01 | Communications Backbone Feeder Easement | PP13200100
|  | 14 | Land | 10 | Land | 01 | Land | PP14100100
|  | 15 | Heritage | 10 | Heritage Equipment | 01 | Heritage Artwork | PP15100100
|  | 16 | Non Commercial Facilities
11
11
11
11
11

## 6.Electrical
TMC Framework for Electrical
Level 1: Code | Level 1: Description | Level 2: Code | Level 2: Description | Level 3: Code | Level 3: Description | Level 4: Code | Level 4: Description | New TMC
EL | Electrical | 01 | AC High Voltage Switchgear | 10 | HV ACCB, Oil Interrupted
|  | 01 |  | 11 | HV ACCB, Bulk Oil Interrupted, Outdoor | 01 | ACCB AEI 33KV LGIC/44 B/OIL OD | EL01110100
|  | 01 |  | 11 |  | 02 | ACCB BTH 66KV JB429 400AMP B/OIL OD | EL01110200
|  | 01 |  | 11 |  | 03 | ACCB BTH 33KV JB427 B/OIL OD | EL01110300
|  | 01 |  | 11 |  | 04 | ACCB W'HOUSE 33KV 1200A 345GCN B/OIL OD | EL01110400
|  | 01 |  | 11 |  | 05 | ACCB ENGLISH ELEC 66KV OKD-2 B/OIL OD | EL01110500
|  | 01 |  | 11 |  | 06 | ACCB ENGLISH ELEC 33KV OKH4D+OKH4E B/OIL | EL01110600
|  | 01 |  | 11 |  | 07 | ACCB INOUE 30 TEO-150-S 33KV B/OIL OD | EL01110700
|  | 01 |  | 11 |  | 08 | ACCB ENGLISH ELEC 66KV OKM6 B/OIL OD | EL01110800
|  | 01 |  | 12 | HV ACCB, Bulk Oil Interrupted, Indoor | 01 | ACCB METRO VICKERS 33KV SB14 B/OIL ID | EL01120100
|  | 01 |  | 12 |  | 02 | ACCB REYROLLE 2KV 2B2 B/OIL ID | EL01120200
|  | 01 |  | 12 |  | 03 | ACCB STH WALES 11KV 250MVA B/OIL ID | EL01120300
|  | 01 |  | 12 |  | 04 | ACCB EMAIL 11KV S15 B/OIL ID | EL01120400
|  | 01 |  | 12 |  | 05 | ACCB STH WALES 11KV 350MVA B/OIL ID | EL01120500
|  | 01 |  | 12 |  | 06 | ACCB W'HOUSE ROSEBERY 2KV F150 B/OIL ID | EL01120600
|  | 01 |  | 12 |  | 07 | ACCB FERGUSON PALIN 11KV BVRP4 B/OIL ID | EL01120700
|  | 01 |  | 12 |  | 08 | ACCB FERGUSON PALIN 2KV B/OIL ID (SIG) | EL01120800
|  | 01 |  | 12 |  | 09 | ACCB REYROLLE 2KV B/OIL ID (SIG) | EL01120900
|  | 01 |  | 12 |  | 10 | ACCB REYROLLE 11KV LMT X10-MO B/OIL ID | EL01121000
|  | 01 |  | 13 | HV ACCB, Minimum Oil Interrupted, Outdoor | 01 | ACCB MAGRINI GAL 66KV OCE/OCER60 M/OIL | EL01130100
|  | 01 |  | 13 |  | 02 | ACCB MAGRINI GAL 33KV 38MGE1500 M/OIL OD | EL01130200
|  | 01 |  | 13 |  | 03 | ACCB MAGRINI GAL 33KV OCEU 45/U M/OIL OD | EL01130300
|  | 01 |  | 13 |  | 04 | ACCB SPRECHER SCH 66KV HPFA-409 M/OIL OD | EL01130400
|  | 01 |  | 13 |  | 05 | ACCB REYROLLE 132KV CLASS-OS M/OIL OD | EL01130500
|  | 01 |  | 13 |  | 06 | ACCB ENERGOINVEST 33KV HPGE-75/12 M/OIL | EL01130600
|  | 01 |  | 13 |  | 07 | ACCB ENGLISH ELEC 33KV OKW3+OKW4 M/OIL | EL01130700
|  | 01 |  | 13 |  | 08 | ACCB REYROLLE 66KV CLASS-OS M/OIL OD | EL01130800
|  | 01 |  | 13 |  | 09 | ACCB ASEA 66KV HLC72.5/1600 M/OIL OD | EL01130900
|  | 01 |  | 13 |  | 10 | ACCB MAGRINI GAL 66KV OCE/OCER60 M/OIL | EL01131000
|  | 01 |  | 13 |  | 11 | ACCB MAGRINI GAL 33KV 38MGE1500 M/OIL OD | EL01131100
|  | 01 |  | 14 | HV ACCB, Minimum Oil Interrupted, Indoor | 01 | ACCB MAGRINI GAL 33KV 38MG1500 M/OIL ID | EL01140100
|  | 01 |  | 14 |  | 02 | ACCB BROWN BOV 33KV SBKJ36N1500 M/OIL ID | EL01140200
|  | 01 |  | 20 | HV ACCB, Gas Interrupted
|  | 01 |  | 21 | HV ACCB, Gas Interrupted, Indoor | 01 | ACCB MAGRINI GAL 33KV 36GB25 GAS ID | EL01210100
|  | 01 |  | 21 |  | 02 | ACCB MAGRINI GAL 11KV 24GB20 SF6 GAS ID | EL01210200
|  | 01 |  | 21 |  | 03 | ACCB ABB 33KV SF6 HB36 GAS ID | EL01210300
|  | 01 |  | 21 |  | 04 | ACCB MERLIN GERIN 11KV YSF6 GAS ID | EL01210400
|  | 01 |  | 21 |  | 05 | ACCB MERLIN GERIN 33KV SF6 25KA FG4 GAS | EL01210500
|  | 01 |  | 21 |  | 06 | ACCB GEC ALSTHOM 33KV SF6 GAS ID | EL01210600
|  | 01 |  | 21 |  | 07 | ACCB MERLIN GERIN 33KV SF6 31KA FG4 GAS | EL01210700
|  | 01 |  | 21 |  | 08 | ACCB MERLIN GERIN 33KV SF6 31KA SF2 GAS | EL01210800
|  | 01 |  | 21 |  | 09 | ACCB MERLIN GERIN 11KV SF6 MCSET LF1 GAS | EL01210900
|  | 01 |  | 21 |  | 10 | ACCB MITSUBISHI 72.5KV 1250A BUS-TIE SF6 | EL01211000
|  | 01 |  | 21 |  | 11 | ACCB MITSUBISHI 72.5KV 630A FDR&RECT SF6 | EL01211100
|  | 01 |  | 22 | HV ACCB, Gas SF6, outdoor | 01 | ACCB MAGRINI GALILEO 33KV SF6 GAS OD | EL01220100
|  | 01 |  | 22 |  | 02 | ACCB ALSTOM 66KV SF6 GAS OD-DT09 | EL01220200
|  | 01 |  | 22 |  | 03 | ACCB ABB 33KV SF6 GAS EDF SK1 2000A | EL01220300
|  | 01 |  | 22 |  | 04 | ACCB GE 132KV SF6 GAS DT1-145FK | EL01220400
|  | 01 |  | 23 | HV ACCB, SF6 Gas Enclosed Contacts / Air Insulated, Non-withdrawable, Indoor | 01 | ACCB MERLIN GERIN 11KV SF6 GAS SM6 | EL01230100
|  | 01 |  | 23 |  | 02 | MERLIN GERIN 11KV SM6 DM1A SF1 ACCB+ISOL | EL01230200
|  | 01 |  | 23 |  | 03 | MERLIN GERIN 11KV SM6 IM ISOLATOR | EL01230300
|  | 01 |  | 23 |  | 04 | MERLIN GERIN 11KV SM6 CM VT PANEL | EL01230400
|  | 01 |  | 23 |  | 05 | MERLIN GERIN 11KV SM6 DMV EVOLIS CB+ISOL | EL01230500
|  | 01 |  | 23 |  | 06 | Schneider SM6 GBC-B 630A | EL01230600
|  | 01 |  | 23 |  | 07 | Schneider SM6 QM 200A | EL01230700
|  | 01 |  | 30 | HV ACCB, Vacuum Interrupted
|  | 01 |  | 31 | HV ACCB, Vacuum Interrupted, Outdoor | 01 | ACCB GEC 33KV OX36 VAC OD (FORM A) | EL01310100
|  | 01 |  | 31 |  | 02 | ACCB GEC 33KV OX36 VAC OD (FORM B) | EL01310200
|  | 01 |  | 31 |  | 03 | ACCB SCHNEIDER 33KV VOX VG4A 1250A | EL01310300
|  | 01 |  | 32 | HV ACCB, Vacuum Interrupted, Indoor | 01 | ACCB MEIDENSHA 2KV VBTD616S 6110S VAC ID | EL01320100
|  | 01 |  | 32 |  | 02 | ACCB HAWKER SIDDELY 11KV VMH12KV VAC ID | EL01320200
|  | 01 |  | 32 |  | 03 | ACCB MITSUBISHI 11KV 10VPR-13B VAC ID | EL01320300
|  | 01 |  | 32 |  | 04 | ACCB RYRLLE PACFIC LMVP/X5/QMRO 11KV VAC | EL01320400
|  | 01 |  | 32 |  | 05 | ACCB MEIDENSHA 2KV 2 POLE VAC ID VC-Z | EL01320500
|  | 01 |  | 32 |  | 06 | ACCB MEIDENSHA 2KV 2 POLE VAC ID VE-Z | EL01320600
|  | 01 |  | 32 |  | 07 | ACCB MEIDENSHA 2KV 3 POLE VAC ID VC-Z | EL01320700
|  | 01 |  | 32 |  | 08 | ACCB NU-LEC 11KV JB SERIES VAC ID | EL01320800
|  | 01 |  | 32 |  | 09 | ACCB UNIVERSAL MOTOR KONTROL 11KV VAC ID | EL01320900
|  | 01 |  | 32 |  | 10 | ACCB ABB VD4 11KV VAC ID | EL01321000
|  | 01 |  | 32 |  | 11 | ACCB AREVA 33KV INDOOR VACUUM WKL | EL01321100
|  | 01 |  | 32 |  | 12 | ACCB AREVA 11KV INDOOR VACUUM HWX | EL01321200
|  | 01 |  | 32 |  | 13 | ACCB SCHNEIDER 11KV PREMSET | EL01321300
|  | 01 |  | 33 | HV ACCB, Vacuum Contacts / SF6 Insulated Non-withdrawable, Indoor | 01 | ACCB SIEMENS 33KV SF6 GAS 8DA10 1250A | EL01330100
|  | 01 |  | 33 |  | 02 | ACCB AREVA 33KV SF6 1250A BUS-TIE FDR | EL01330200
|  | 01 |  | 33 |  | 03 | ACCB AREVA 33KV SF6 630A BUS-TIE FDR | EL01330300
|  | 01 |  | 33 |  | 04 | ACCB AREVA 33KV SF6 630A RECT | EL01330400
|  | 01 |  | 33 |  | 05 | ACCB AREVA 33KV SF6 630A SYST TX | EL01330500
|  | 01 |  | 33 |  | 06 | ACCB SCHNEIDER 33KV GHA | EL01330600
|  | 01 |  | 33 |  | 07 | ACCB SCHNEIDER 11KV GMA | EL01330700
|  | 01 |  | 33 |  | 08 | ACCB SCHNEIDER 11KV SM6 | EL01330800
|  | 01 |  | 40 | HV ACCB, Air Interrupted
|  | 01 |  | 41 | HV ACCB, Air Interrupted, Indoor | 01 | ACCB MERLIN GER 11KV SOLENARC DIS AIR ID | EL01410100
|  | 01 |  | 42 | HV ACCB, SF6 Gas Enclosed Contacts / Air Insulated, Non-withdrawable, Indoor | 01 | ACCB MERLIN GERIN 11KV SF6 GAS SM6 | EL01420100
|  | 01 |  | 42 |  | 02 | MERLIN GERIN 11KV SM6 DM1A SF1 ACCB+ISOL | EL01420200
|  | 01 |  | 42 |  | 03 | MERLIN GERIN 11KV SM6 IM ISOLATOR | EL01420300
|  | 01 |  | 42 |  | 04 | MERLIN GERIN 11KV SM6 CM VT PANEL | EL01420400
|  | 01 |  | 42 |  | 05 | MERLIN GERIN 11KV SM6 DMV EVOLIS CB+ISOL | EL01420500
|  | 01 |  | 50 | HV Airbreak Switches and Links
|  | 01 |  | 51 | HV Airbreak Switch, Manual Operation | 01 | ABS ACELEC 11KV 3PH 400A ROCKER MAN | EL01510100
|  | 01 |  | 51 |  | 02 | ABS ACELEC 132KV 3PH ROTARY-DBL BRK MAN | EL01510200
|  | 01 |  | 51 |  | 03 | ABS STANGER 33KV 3PH ROTARY-DBL BRK MAN | EL01510300
|  | 01 |  | 51 |  | 04 | ABS ALM 11KV 300A MAN | EL01510400
|  | 01 |  | 51 |  | 05 | ABS ALM 11KV 400A MAN | EL01510500
|  | 01 |  | 51 |  | 06 | ABS ESSANTEE 33KV 300A MAN | EL01510600
|  | 01 |  | 51 |  | 07 | ABS ESSANTEE 33KV 600A MAN | EL01510700
|  | 01 |  | 51 |  | 08 | ABS TAPLIN/ABB 33KV 3PH ROTARY S/BRK MAN | EL01510800
|  | 01 |  | 51 |  | 09 | ABS TAPLIN/ABB 33KV 800A 3PH ROTARY-DBRK | EL01510900
|  | 01 |  | 51 |  | 10 | ABS SRA 11KV ROCKER 300A MAN | EL01511000
|  | 01 |  | 51 |  | 11 | ABS SRA 11KV ROCKER 400A MAN | EL01511100
|  | 01 |  | 51 |  | 12 | ABS STANGER 11KV ROCKER MAN | EL01511200
|  | 01 |  | 51 |  | 13 | ABS ESSANTEE 11KV 300A MAN | EL01511300
|  | 01 |  | 51 |  | 14 | ABS ESSANTEE 11KV 600A MAN | EL01511400
|  | 01 |  | 51 |  | 15 | ABS SRA 33KV ROCKER, SINGLE PIVOT | EL01511500
|  | 01 |  | 51 |  | 16 | ABS TAPLIN/ABB 66KV 3PH ROTARY-DBL BREAK | EL01511600
|  | 01 |  | 51 |  | 17 | ABS ALM 33KV ROCKER SINGLE BREAK MAN | EL01511700
|  | 01 |  | 51 |  | 18 | ABS ESSANTEE 33KV ROCKER-SINGLE PIVOT | EL01511800
|  | 01 |  | 51 |  | 19 | ABS ESSANTEE 33KV ROCKER 2 BLADE S/PIVOT | EL01511900
|  | 01 |  | 51 |  | 20 | ABS TAPLIN/ABB 33KV 600A 3PH ROTARY-DBRK | EL01512000
|  | 01 |  | 51 |  | 21 | ABS TAPLIN/ABB 11KV SNGL BREAK D169/775 | EL01512100
|  | 01 |  | 51 |  | 22 | ABS ESSANTEE 66KV ROCKER | EL01512200
|  | 01 |  | 51 |  | 23 | ABS ALPHA NIDAU 33KV 630A ROTARY DBL-BRK | EL01512300
|  | 01 |  | 51 |  | 24 | ABS HAYCOLEC 33KV 800A DBL-BREAK A36D | EL01512400
|  | 01 |  | 51 |  | 25 | ABS HAYCOLEC 33KV 800A DBL-BREAK RDB36 | EL01512500
|  | 01 |  | 51 |  | 26 | ABS AK POWER 66KV 800A DBL-BREAK ROTARY | EL01512600
|  | 01 |  | 51 |  | 27 | ABS STANGER 66KV 800A ROTARY DBL-BRK | EL01512700
|  | 01 |  | 51 |  | 28 | ABS WESTEC 66KV 1250A ROTARY DBL-BRK | EL01512800
|  | 01 |  | 51 |  | 29 | ABS AK POWER 72.5KV 2000A ROTARY DBL-BRK | EL01512900
|  | 01 |  | 51 |  | 30 | ABS ACELEC 66KV 3PH ROCKER MAN | EL01513000
|  | 01 |  | 51 |  | 31 | ABS ACELEC 11KV 3PH 300A ROCKER MAN | EL01513100
|  | 01 |  | 51 |  | 32 | ABS INSULECT 33KV 800A ROTARY DBL-BRK | EL01513200
|  | 01 |  | 52 | HV Airbreak Switch, Air Operated | 01 | ABS ACELEC 66KV ROCKER S/BRK AIR BLAST | EL01520100
|  | 01 |  | 52 |  | 02 | ABS ACELEC 33KV ROCKER S/BRK AIR OP | EL01520200
|  | 01 |  | 52 |  | 03 | ABS ACELEC 11KV ROCKER S/BRK AIR BLAST | EL01520300
|  | 01 |  | 53 | HV Airbreak Switch, Electric Operated | 01 | ABS TAPLIN/ABB 33KV ROTARY D/BRK ELEC OP | EL01530100
|  | 01 |  | 53 |  | 02 | ABS TAPLIN 66KV ROTARY D/BRK ELEC OP | EL01530200
|  | 01 |  | 53 |  | 03 | ABS STANGER 33KV 600A VERT S/BRK ELEC OP | EL01530300
|  | 01 |  | 53 |  | 04 | ABS ALPHA NIDAU 33KV ROTARY DBL-BRK ELEC | EL01530400
|  | 01 |  | 53 |  | 05 | ABS HAYCOLEC 33KV 1250A DBL-BRK A36 ELEC | EL01530500
|  | 01 |  | 53 |  | 06 | ABS ACELEC 66KV SGL-BRK WLPM110 ELEC | EL01530600
|  | 01 |  | 53 |  | 07 | ABS HAYCOLEC 66KV 800A RTRY DBL-BRK ELEC | EL01530700
|  | 01 |  | 53 |  | 08 | KIT PWR DRV (DISCONN) 50V DC AK PWR SOL | EL01530800
|  | 01 |  | 54 | HV Air Break Switch, Electric Operated, Air Blast | 01 | ABS ACELEC 66KV ROCKER ELEC OP AIR BLAST | EL01540100
|  | 01 |  | 54 |  | 02 | ABS ACELEC 33KV ROCKER ELEC OP AIR BLAST | EL01540200
|  | 01 |  | 54 |  | 03 | ABS ACELEC 11KV ROCKER ELEC OP AIR BLAST | EL01540300
|  | 01 |  | 54 |  | 04 | ABS ALM 33KV ROCKER ELEC OP AIR BLAST | EL01540400
|  | 01 |  | 55 | HV Air Break Switch, Distribution Location | 01 | ABS 33KV HORIZONTAL | EL01550100
|  | 01 |  | 55 |  | 02 | ABS 33KV VERTICAL TRANSFORMER FRAME | EL01550200
|  | 01 |  | 55 |  | 03 | ABS 11KV LINE (VERTICAL/HORIZ MOUNTED) | EL01550300
|  | 01 |  | 55 |  | 04 | ABS 11KV VERTICAL TRANSFORMER FRAME 3PH | EL01550400
|  | 01 |  | 55 |  | 05 | ABS 11KV VERTICAL TRANSFORMER FRAME 1PH | EL01550500
|  | 01 |  | 55 |  | 06 | ABS 11KV UNDERSLUNG HAYCOLEC | EL01550600
|  | 01 |  | 55 |  | 07 | ABS 66KV HORIZONTAL | EL01550700
|  | 01 |  | 56 | HV AC Links, Distribution Location | 01 | LINK 11KV SECTIONING | EL01560100
|  | 01 |  | 56 |  | 02 | LINK 2KV SECTIONING | EL01560200
|  | 01 |  | 56 |  | 03 | LINK 2KV TRANSFORMER LOCATION | EL01560300
|  | 01 |  | 56 |  | 04 | LINK 2KV TRANSFORMER LOCATION | EL01560400
|  | 01 |  | 60 | HV Busbars
|  | 01 |  | 61 | HV Busbar, Outdoor (exposed with voltage transformers) | 01 | BUSBAR (ALUMINIUM) - EXPOSED WITH VT'S | EL01610100
|  | 01 |  | 61 |  | 02 | BUSBAR (CUPPER) - EXPOSED WITH VT'S | EL01610200
|  | 01 |  | 61 |  | 03 | BUSBAR (ALUMINIUM+COMPRESSION FIT)EXP+VT | EL01610300
|  | 01 |  | 62 | HV Busbar, Indoor (enclosed with voltage transformers) | 01 | BUSBAR BROWN BOVERI 33KV ENCLOSED + VT'S | EL01620100
|  | 01 |  | 62 |  | 02 | BUSBAR MAGRINI GAL 33KV ENCLOSED + VT'S | EL01620200
|  | 01 |  | 62 |  | 03 | BUSBAR STH WALES 11 2KV ENCLOSED + VT'S | EL01620300
|  | 01 |  | 62 |  | 04 | BUSBAR REYROLLE 2KV ENCLOSED + VT'S | EL01620400
|  | 01 |  | 62 |  | 05 | BUSBAR MITSUBISHI 11KV ENCLOSED + VT'S | EL01620500
|  | 01 |  | 62 |  | 06 | BUSBAR HAWKER SIDDELY 11KV ENCLOSED+VT'S | EL01620600
|  | 01 |  | 62 |  | 07 | BUSBAR MEIDENSHA 2KV 2PH ENCLOSED + VT'S | EL01620700
|  | 01 |  | 62 |  | 08 | BUSBAR NEBB 11KV ENCLOSED+VT'S RING MAIN | EL01620800
|  | 01 |  | 62 |  | 09 | BUSBAR MERLIN GERIN 11KV ENCL+VT'S - AIR | EL01620900
|  | 01 |  | 62 |  | 10 | BUSBAR METRO VICKERS 33KV ENCLOSED+VT'S | EL01621000
|  | 01 |  | 62 |  | 11 | BUSBAR HOLEC 11KV ENCLOSED + VT'S-iknes | EL01621100
|  | 01 |  | 62 |  | 12 | BUSBAR EMAIL 11KV ENCLOSED + VT'S-S15 | EL01621200
|  | 01 |  | 62 |  | 13 | BUSBAR WESTINGHOUSE 2KV ENCLOSED+VT'S | EL01621300
|  | 01 |  | 62 |  | 14 | BUSBAR ABB 11KV ENCLOSED + VT'S | EL01621400
|  | 01 |  | 62 |  | 15 | BUSBAR FERGUSON PALIN 11KV ENCLOSED+VT'S | EL01621500
|  | 01 |  | 62 |  | 16 | BUSBAR ABB 33KV ENCLOSED+VT'S | EL01621600
|  | 01 |  | 62 |  | 17 | BUSBAR MERLIN GERIN 11KV ENCL+ VT'S-SF6 | EL01621700
|  | 01 |  | 62 |  | 18 | BUSBAR REYROLLE PACF 11KV ENCLOSED+VT'S | EL01621800
|  | 01 |  | 62 |  | 19 | BUSBAR NU-LEC 11KV ENCLOSED + VT'S | EL01621900
|  | 01 |  | 62 |  | 20 | BUSBAR MERLIN GERIN 33KV ENCLOSED & VT'S | EL01622000
|  | 01 |  | 62 |  | 21 | BUSBAR UNVERSAL MOTOR KONTROL 11KV TAMCO | EL01622100
|  | 01 |  | 62 |  | 22 | BUSBAR REYROLLE 11KV LMT | EL01622200
|  | 01 |  | 62 |  | 23 | BUSBAR GEC NORMAFLUOR DNF7 33KV | EL01622300
|  | 01 |  | 62 |  | 24 | BUSBAR MERLIN GERIN 11KV MCSET | EL01622400
|  | 01 |  | 62 |  | 25 | BUSBAR AREVA 33KV INDOOR WKL | EL01622500
|  | 01 |  | 62 |  | 26 | BUSBAR AREVA 11KV INDOOR HWX | EL01622600
|  | 01 |  | 63 | HV AC Non-withdrawable Switchboard, Indoor | 01 | BUSBAR SIEMENS 8DA10 33KV 1250A | EL01630100
|  | 01 |  | 63 |  | 02 | BUSBAR AREVA WSA 33KV 1250A | EL01630200
|  | 01 |  | 63 |  | 03 | BUSBAR MITSUBISHI 72.5KV 2500A SF6 GIS | EL01630300
|  | 01 |  | 63 |  | 04 | BUSBAR SCHNEIDER 33KV GHA 1250A | EL01630400
|  | 01 |  | 63 |  | 05 | BUSBAR SCHNEIDER 11KV SM6 1250A | EL01630500
|  | 01 |  | 63 |  | 06 | BUSBAR SCHNEIDER 11KV PREMSET & VT | EL01630600
|  | 01 |  | 63 |  | 07 | BUSBAR SCHNEIDER 11KV GMA 1250A | EL01630700
|  | 01 |  | 70 | Ring Main Switches
|  | 01 |  | 71 | Ring Main Switch, (Air Interrupted) – Metal Enclosed | 01 | SWITCH (AIR)-11KV NEBB NON SUPY | EL01710100
|  | 01 |  | 71 |  | 02 | SWITCH (AIR)-11KV NEBB SUPERVISORY | EL01710200
|  | 01 |  | 71 |  | 03 | SWITCH (AIR)-11KV HOLEC ELA12 | EL01710300
|  | 01 |  | 71 |  | 04 | SWITCH (AIR)-11KV SIEMENS 3CA | EL01710400
|  | 01 |  | 71 |  | 05 | SWITCH (AIR)-11KV VAC INDOOR EATON-HOLEC | EL01710500
|  | 01 |  | 72 | Ring Main Switch, (Air Interrupted) – Resin Enclosed | 01 | SWITCH (AIR)-11KV HOLEC MD4 RESIN | EL01720100
|  | 01 |  | 73 | Ring Main Switch, (Oil Interrupted) – Metal Enclosed | 01 | SWITCH (OIL)-11KV ANDELEC (SDF3 + SDAF3) | EL01730100
|  | 01 |  | 73 |  | 02 | SWITCH (OIL)-11KV YORKSHIRE (TYKE IIA) | EL01730200
|  | 01 |  | 73 |  | 03 | SWITCH (OIL)-11KV M.I AUSTRALIA | EL01730300
|  | 01 |  | 73 |  | 04 | SWITCH (OIL)-11KV GEC (DDFD) | EL01730400
|  | 01 |  | 73 |  | 05 | SWITCH (OIL)-11KV SOUTH WALES C.R.O.F | EL01730500
|  | 01 |  | 74 | Ring Main Switch, (SF6 Gas Interrupted) – Metal Enclosed | 01 | SWITCH (SF6)-11KV ASEA BB CTC-F12/15 | EL01740100
|  | 01 |  | 84 |  | 02 | SWITCH (SF6)-11KV MERLIN GERIN RM6 | EL01840200
|  | 01 |  | 84 |  | 03 | SWITCH (SF6)-11KV ABB SAFERING CTC-F | EL01840300
|  | 01 |  | 84 |  | 04 | SWITCH (SF6)-11KV ABB SAFELINK CTC | EL01840400
|  | 01 |  | 84 |  | 05 | SWITCH (SF6)-11KV HAWKER SIDDERLY | EL01840500
|  | 01 |  | 84 |  | 06 | SWITCH (SF6)-11KV ABB SAFEPLUS CFSIFFC | EL01840600
|  | 01 |  | 75 | Ring Main Unit (SF6) – With Metal Enclosed, Non-withdrawable, Self-powered C/B – Includes Busbars | 01 | 11KV ACCB MERLIN GERIN RM6 (SF6) | EL01750100
|  | 02 | Power Transformers & Regulators | 10 | Power Transformers 132/33/11 kV
|  | 02 |  | 11 | Power Transformers 132/33/11 kV, 30 MVA | 01 | TRAN ACEC 132/33/11KV 30MVA | EL02110100
|  | 02 |  | 20 | Power Transformers 66/33 kV
|  | 02 |  | 21 | Power Transformers 66/33 kV, 20/25 MVA | 01 | TRAN GEC 66/33 20MVA | EL02210100
|  | 02 |  | 21 |  | 02 | TRAN ENGLISH ELEC 66/33 20MVA | EL02210200
|  | 02 |  | 21 |  | 03 | TRAN WILSON 66/33KV 20MVA | EL02210300
|  | 02 |  | 21 |  | 04 | TRAN WILSON 66/33KV 20/25MVA | EL02210400
|  | 02 |  | 30 | Power Transformers 66/11 kV
|  | 02 |  | 31 | Power Transformers 66/11 kV, 500 kVA | 01 | TRAN WILSON 66/11KV 500KVA | EL02310100
|  | 02 |  | 31 |  | 02 | TRAN AREVA 66/11kV, 500kVA BUSH | EL02310200
|  | 02 |  | 32 | Power Transformers 66/11 kV, 250 kVA | 01 | TRAN CROMPTON-PARKINSON 66/11KV 250KVA | EL02320100
|  | 02 |  | 33 | Power Transformers 66/11 kV, 2 MVA | 01 | TRAN TMC 66/11KV 2 MVA | EL02330100
|  | 02 |  | 34 | Power Transformers 66/11 kV, 3 MVA | 01 | TRAN TYREE 66/11KV 3MVA | EL02340100
|  | 02 |  | 40 | Power Transformers 33/11/2 kV
|  | 02 |  | 41 | Power Transformers 33/11/2 kV, 5.5 MVA | 01 | TRAN BRITISH GEC 33/11/2KV 5.5MVA | EL02410100
|  | 02 |  | 50 | Power Transformers 33/11 kV
|  | 02 |  | 51 | Power Transformers 33/11 kV, 2 to 12.5 MVA | 01 | TRAN TYREE 33/11KV 12.5MVA HV+LV CAB | EL02510100
|  | 02 |  | 51 |  | 02 | TRAN BRITISH GEC 33/11 10MVA HV+LV BUSH | EL02510200
|  | 02 |  | 51 |  | 03 | TRAN TYREE 33/11KV 7.5MVA HV+LV CAB | EL02510300
|  | 02 |  | 51 |  | 04 | TRAN TYREE 33/11KV 7.5MVA HV+LV CAB | EL02510400
|  | 02 |  | 51 |  | 05 | TRAN TYREE 33/11 6.25MVA HV BUSH LV CAB | EL02510500
|  | 02 |  | 51 |  | 06 | TRAN TYREE 33/11 6.25MVA HV+LV CAB | EL02510600
|  | 02 |  | 51 |  | 07 | TRAN CROMPTON PARK 33/11 3MVA HV+LV BUSH | EL02510700
|  | 02 |  | 51 |  | 08 | TRAN WILSON 33/11 2MVA HV BUSH LV CAB | EL02510800
|  | 02 |  | 51 |  | 09 | TRAN TMC 33/11 2MVA HV BUSH LV CAB | EL02510900
|  | 02 |  | 51 |  | 10 | TRAN WILSON 33/11 5/6.25MVA H BUSH L CAB | EL02511000
|  | 02 |  | 51 |  | 11 | TRAN ABB 33/11 2MVA HV+LV BUSH | EL02511100
|  | 02 |  | 51 |  | 12 | TRAN ABB 33/11 5/6.25MVA HV+LV BUSH | EL02511200
|  | 02 |  | 51 |  | 13 | TRAN AREVA 33/11 7.5MVA HV+LV BUSH | EL02511300
|  | 02 |  | 51 |  | 14 | TRAN ALSTOM 33/11KV 6.25MVA HV+LV CAB | EL02511400
|  | 02 |  | 51 |  | 15 | TRAN TYREE 33/11KV 7.5/9.25MVA HV+LV CAB | EL02511500
|  | 02 |  | 52 | Power Transformers 33/11 kV, below 2 MVA | 01 | TRAN WILSON 33/11 1MVA HV+LV BUSH | EL02520100
|  | 02 |  | 52 |  | 02 | TRAN WILSON 33/11 500KVA HV+LV BUSH | EL02520200
|  | 02 |  | 52 |  | 03 | TRAN EPM 33/11 250KVA HV+LV BUSH | EL02520300
|  | 02 |  | 52 |  | 04 | TRAN ABB 33/11 1MVA HV BUSH LV CAB | EL02520400
|  | 02 |  | 52 |  | 05 | TRAN ABB 33/11 500KVA CABLE-CABLE | EL02520500
|  | 02 |  | 60 | Power Transformers 33/2 kV
|  | 02 |  | 61 | Power Transformers 33/2 kV, Up to 0.5 MVA | 01 | TRAN STAND WAYG'D 33/2 500KVA HV+LV BUSH | EL02610100
|  | 02 |  | 61 |  | 02 | TRAN CROMPTON PARK 33/2KV 500KVA X77321 | EL02610200
|  | 02 |  | 61 |  | 03 | TRAN FPE 33/2KV 500KVA 70/2.2 HV+LV BUSH | EL02610300
|  | 02 |  | 61 |  | 04 | TRAN FPE 33/2KV 500KVA 60/2.2 | EL02610400
|  | 02 |  | 61 |  | 05 | TRAN CROMPTON PARK 33/2KV 100KVA X75789 | EL02610500
|  | 02 |  | 70 | Power Transformers 11/2kV
|  | 02 |  | 71 | Power Transformers 11/2kV, Up to 1 MVA | 01 | TRAN TYREE 11/2KV 400KVA HV+LV CAB | EL02710100
|  | 02 |  | 71 |  | 02 | TRAN NEBB-ABB 11/2KV 400KVA HV+LV BUSH | EL02710200
|  | 02 |  | 71 |  | 03 | TRAN TYREE 11/2 300KVA HV+LV CAB | EL02710300
|  | 02 |  | 71 |  | 04 | TRAN ABB 11/2KV 250KVA | EL02710400
|  | 02 |  | 71 |  | 05 | TRAN TYREE 11/2KV 250KVA HV CAB LV BUSH | EL02710500
|  | 02 |  | 71 |  | 06 | TRAN STAND WAYG'D 11/2 250KVA HV+LV BUSH | EL02710600
|  | 02 |  | 71 |  | 07 | TRAN STAND WAYG'D 11/2 150KVA HV+LV BUSH | EL02710700
|  | 02 |  | 71 |  | 08 | TRAN TYREE 11/2KV 100KVA | EL02710800
|  | 02 |  | 71 |  | 09 | TRAN TMC 11/2KV 63KVA | EL02710900
|  | 02 |  | 71 |  | 10 | TRAN FERGUSON PAILIN 11/2KV 50KVA | EL02711000
|  | 02 |  | 71 |  | 11 | TRAN ENGLISH ELEC 11/2 50KVA HV+LV BUSH | EL02711100
|  | 02 |  | 80 | Regulators
|  | 02 |  | 81 | 11 kV Regulators | 01 | REGULATOR BRENTFORD 11KV | EL02810100
|  | 02 |  | 81 |  | 02 | REGULATOR COOPER 11KV 55/62KVA | EL02810200
|  | 02 |  | 82 | 2 kV Regulators | 01 | REGULATOR BRENTFORD 2KV REORF 74/2.3 | EL02820100
|  | 02 |  | 82 |  | 02 | REGULATOR BRENTFORD 2KV REORF 70/2.2 | EL02820200
|  | 02 |  | 82 |  | 03 | REGULATOR BRENTFORD 2KV REORF 60/2.2 | EL02820300
|  | 02 |  | 82 |  | 04 | REGULATOR BRENTFORD 2KV REORF 100/2.2 | EL02820400
|  | 02 |  | 83 | Automatic Voltage Regulation Panel | 01 | REGULATOR PANEL-RMS 2V164 & 2V165 RELAYS | EL02830100
|  | 03 | Rectification | 10 | Rectifier Transformer
|  | 03 |  | 11 | Rectifier Transformer - Y Quad Zig/Zag | 01 | RF TRAN BTH 33KV/1398V 1.5MVA | EL03110100
|  | 03 |  | 11 |  | 02 | RF TRAN ENG ELEC 66KV/1398V 2.5MVA | EL03110200
|  | 03 |  | 11 |  | 03 | RF TRAN ENG ELEC 66KV/1398V 4.03MVA | EL03110300
|  | 03 |  | 11 |  | 04 | RF TRAN BTH 66KV/1412V 4.03MVA | EL03110400
|  | 03 |  | 11 |  | 05 | RF TRAN ASEA 33KV/1398V 4.03MVA | EL03110500
|  | 03 |  | 11 |  | 06 | RF TRAN ENG ELEC 33KV/1398V 4.03MVA CAB | EL03110600
|  | 03 |  | 11 |  | 07 | RF TRAN ENG ELEC 33/66KV/1398V 4.03MVA | EL03110700
|  | 03 |  | 11 |  | 08 | RF TRAN ASEA 33KV/1398V 5.35MVA | EL03110800
|  | 03 |  | 12 | Rectifier Transformer - D YY with Inter-phase Winding | 01 | RF TRAN BTH 33KV/1530V 1.53MVA | EL03120100
|  | 03 |  | 13 | Rectifier Transformer - Y D1 | 01 | RF TRAN STD WAYGOOD 33KV/1210V 4.5MVA | EL03130100
|  | 03 |  | 14 | Rectifier Transformer - Y D11 | 01 | RF TRAN TYREE 33KV/1210V 5.54MVA | EL03140100
|  | 03 |  | 15 | Rectifier Transformer - D Y Fork | 01 | RF TRAN ENG ELEC 33KV/1215V 1.5MVA | EL03150100
|  | 03 |  | 16 | Rectifier Transformer - Y Y0D1 | 01 | RF TRAN TYREE 33KV/2x600V 4.28MVA 1981 d | EL03160100
|  | 03 |  | 16 |  | 02 | RF TRAN TYREE 66KV/2x600V 4.28MVA 1981 d | EL03160200
|  | 03 |  | 16 |  | 03 | RF TRAN WILSON 33KV/2x596V 2.63MVA | EL03160300
|  | 03 |  | 16 |  | 04 | RF TRAN TYREE 33KV/2x600V 2.14MVA 1974 d | EL03160400
|  | 03 |  | 16 |  | 05 | RF TRAN BN BOVERI 33KV/2x600V 4.28MVA d | EL03160500
|  | 03 |  | 16 |  | 06 | RF TRAN ABB 33KV/2x600V 4.28MVA | EL03160600
|  | 03 |  | 16 |  | 07 | RF TRAN TYREE 33KV/2x600 4.28MVA derated | EL03160700
|  | 03 |  | 16 |  | 08 | RF TRAN TYREE 33KV/2x600V 2.7MVA | EL03160800
|  | 03 |  | 16 |  | 09 | RF TRAN TYREE 33KV/2x600V 4.28MVA 1983 d | EL03160900
|  | 03 |  | 16 |  | 10 | RF TRAN TYREE 33KV/2x600V 4.28MVA 1974 | EL03161000
|  | 03 |  | 16 |  | 11 | RF TRAN TYREE 33KV/2x600V 4.28MVA 1983 | EL03161100
|  | 03 |  | 16 |  | 12 | RF TRAN TYREE 33KV/2x600V 2.7MVA 1980 | EL03161200
|  | 03 |  | 16 |  | 13 | RF TRAN TYREE 33KV/2x600V 4.28MVA 1977 | EL03161300
|  | 03 |  | 16 |  | 14 | RF TRAN TMC 33KV/2x600V 4.28MVA 1994 | EL03161400
|  | 03 |  | 16 |  | 15 | RF TRAN TMC 33KV/2x600V 5.35MVA 1997 | EL03161500
|  | 03 |  | 16 |  | 16 | RF TRAN TMC 66KV/2x600V 4.28MVA 1994 | EL03161600
|  | 03 |  | 16 |  | 17 | RF TRAN WILSON 33KV/2x600V 4.28MVA | EL03161700
|  | 03 |  | 16 |  | 18 | RF TRAN AREVA 33KV/2x600V 4.28MVA | EL03161800
|  | 03 |  | 16 |  | 19 | RF TRAN ABB 33KV/2x600V 4.46MVA | EL03161900
|  | 03 |  | 16 |  | 20 | RF TRAN AREVA 33KV/2x600V 4.28MVA+TAPCH | EL03162000
|  | 03 |  | 16 |  | 21 | RF TRAN AREVA 33KV/2x600V 5.35MVA+TAPCH | EL03162100
|  | 03 |  | 16 |  | 22 | RF TRAN ALSTOM 66KV/2x600V 5.35MVA+TAPCH | EL03162200
|  | 03 |  | 16 |  | 23 | RF TRAN TMC 66KV/2x600V 5.35MVA +TAPCH | EL03162300
|  | 03 |  | 16 |  | 24 | RF TRAN ALSTOM 33KV/2x600V 5.35MVA+TAPCH | EL03162400
|  | 03 |  | 16 |  | 25 | RF TRAN TYREE 33KV/2x600V 5.35MVA+TAPCH | EL03162500
|  | 03 |  | 16 |  | 26 | RF TRAN TMC 33KV/2x600V 2.7MVA RESIN | EL03162600
|  | 03 |  | 17 |  | 01
|  | 03 |  | 18 | Rectifier Transformer - D D0 Y1 | 01 | RF TRAN W'HOUSE 33KV/2*600 5.35MVA | EL03180100
|  | 03 |  | 19 | Rectifier Transformer - D D0 Y11 | 01 | RF TRAN STD WAYG'D 33KV/2*600 4.26MVA | EL03190100
|  | 03 |  | 19 |  | 02 | RF Tran Sanil 11kV/2*590 1.7MVA | EL03190200
|  | 03 |  | 20 | Converters
|  | 03 |  | 21
|  | 03 |  | 30 | Rectiformers
|  | 03 |  | 31 | Rectiformer 33KV | 01 | RECTIFORMER MIT 33KV/610/600V 2.7KVA | EL03310100
|  | 03 |  | 40 | Rectifiers
|  | 03 |  | 41 | Rectifier - Half Wave QUAD ZIG-ZAG - 12 PULSE | 01 | RECT WESTINGHOUSE HALF WAVE 12 PULSE 5MW | EL03410100
|  | 03 |  | 41 |  | 02 | RECT SEIMENS HALF WAVE 12 PULSE 4MW | EL03410200
|  | 03 |  | 41 |  | 03 | RECT RAYLEC 12 PULSE 4MW | EL03410300
|  | 03 |  | 41 |  | 04 | RECT MIT/BTH HALF WAVE 12 PULSE 4x1MW | EL03410400
|  | 03 |  | 41 |  | 05 | RECT WESTINGHOUSE HALF WAVE 12 PULSE 4MW | EL03410500
|  | 03 |  | 41 |  | 06 | RECT MCKNZIE/HOLLAND H/WAVE 12 PULSE 4MW | EL03410600
|  | 03 |  | 41 |  | 07 | RECT GEC(1981) H/WAVE 12 PULSE 4MW | EL03410700
|  | 03 |  | 41 |  | 08 | RECT GEC(1987) H/WAVE 12 PULSE 4MW mod | EL03410800
|  | 03 |  | 41 |  | 09 | RECT GEC(1982) H/WAVE 12 PULSE 4MW | EL03410900
|  | 03 |  | 41 |  | 10 | RECT GEC(1987) H/WAVE 12 PULSE 4MW | EL03411000
|  | 03 |  | 42 | Rectifier - Half Wave - 6 PULSE | 01 | RECT MCKNZIE/HOLLND H/WAVE 6 PULSE 2.5MW | EL03420100
|  | 03 |  | 42 |  | 02 | RECT GEC(1979) HALF WAVE 6 PULSE 2.5MW | EL03420200
|  | 03 |  | 42 |  | 03 | RECT WESTINGHOUSE HALF WAVE 6 PLSE 2.5MW | EL03420300
|  | 03 |  | 42 |  | 04 | RECT HALF WAVE 6 PULSE 2.5MW - CARINGBAH | EL03420400
|  | 03 |  | 43 | Rectifier - Full Wave Bridge - 6 Pulse | 01 | RECT MITSUBISHI FULL WAVE 6 PULSE 5MW | EL03430100
|  | 03 |  | 43 |  | 02 | RECT MEIDENSHA FULL WAVE 6 PULSE 4MW | EL03430200
|  | 03 |  | 43 |  | 03 | RECT SIEMENS FULL WAVE 6 PULSE 4MW | EL03430300
|  | 03 |  | 44 | Rectifier - 2xFull Wave in Series Bridge - 12 Pulse | 01 | RECT GEC(1973) 2xFWS 12P 2MW 60D1S5P-F | EL03440100
|  | 03 |  | 44 |  | 02 | RECT GEC(1992) 2xFWS 12P 2.5MW 24D2P-NF | EL03440200
|  | 03 |  | 44 |  | 03 | RECT GEC(1978) 2xFWS 12P 2.5MW 48D4P-F | EL03440300
|  | 03 |  | 44 |  | 04 | RECT GEC(1974) 2xFWS 12P 4MW | EL03440400
|  | 03 |  | 44 |  | 05 | RECT GEC(1975) 2xFWS 12P 5MW 96D8P-F | EL03440500
|  | 03 |  | 44 |  | 06 | RECT MITSUBISHI 2xFWS 12P 4MW 192D8P-F | EL03440600
|  | 03 |  | 44 |  | 07 | RECT WESTINGHOUSE 2xFWS 12P 4MW 36D3P-NF | EL03440700
|  | 03 |  | 44 |  | 08 | RECT GEC(1973) 2xFWS 12P 4MW 120D10P-F | EL03440800
|  | 03 |  | 44 |  | 09 | RECT GEC(1985) 2xFWS 12P 4MW 72DP-NF | EL03440900
|  | 03 |  | 44 |  | 10 | RECT GEC 2xFWS 12P 4.03MW 72D6P-F | EL03441000
|  | 03 |  | 44 |  | 11 | RECT GEC 2xFWS 12P 4.03MW 24D2P-NF | EL03441100
|  | 03 |  | 44 |  | 12 | RECT GEC(1997)2xFWS 12P 5MW 24D2P-NF | EL03441200
|  | 03 |  | 44 |  | 13 | RECT ALSTOM 2xFWS 12P 4.03MW 24D2P-NF | EL03441300
|  | 03 |  | 44 |  | 14 | RECT AMPCONTROL 2xFWS 12P 2.5MW 24D2P-NF | EL03441400
|  | 03 |  | 45 | Rectifier - Full Wave in Series Bridge - 12 Pulse (Neg Link Isolator) | 01 | RECT ALSTOM(UnitedGroup)FWS12P 4MW TypeA | EL03450100
|  | 03 |  | 45 |  | 02 | RECT ALSTOM(UnitedGroup)FWS12P 4MW TypeB | EL03450200
|  | 03 |  | 45 |  | 03 | RECT ALSTOM(UnitedGroup)FWS12P 5MW TypeA | EL03450300
|  | 03 |  | 45 |  | 04 | RECT ALSTOM(UnitedGroup)FWS12P 5MW TypeB | EL03450400
|  | 03 |  | 45 |  | 05 | RECT UnitedGroup 2xFWS 12P 4MW | EL03450500
|  | 03 |  | 46 | 750V Rectifier - Full Wave in Parallel Bridge - 12 Pulse | 01 | 750V RECT Secheron 12 Pulse 1.5MW | EL03460100
|  | 03 |  | 50 | Harmonic Filters
|  | 03 |  | 51 | Harmonic Filter - 150, 300, 600, 900, 1200 HZ | 01 | HARM-FILT MIT 150 300 600 900 1200 Hz | EL03510100
|  | 03 |  | 52 | Harmonic Filter - 150, 600, 900, 1200 HZ | 01 | HARM-FILT 150 600 900 1200 Hz | EL03520100
|  | 03 |  | 53 | Harmonic Filter - 300, 600, 900, 1200 HZ | 01 | HARM-FILT SIEMENS 300 600 900 1200 Hz | EL03530100
|  | 03 |  | 53 |  | 02 | HARM-FILT ENGLSH ELEC 300 600 900 1200Hz | EL03530200
|  | 03 |  | 53 |  | 03 | HARM-FILT GEC 300 600 900 1200Hz | EL03530300
|  | 03 |  | 54 | Harmonic Filter - 150, 600, 1200 HZ | 01 | HARM-FILT MITSUBISHI 150 600 1200 Hz | EL03540100
|  | 03 |  | 55 | Harmonic Filter - 600, 900, 1200 HZ | 01 | HARM-FILT ASEA 600 900 1200 Hz | EL03550100
|  | 03 |  | 55 |  | 02 | HARM-FILT ENG ELEC 600 900 1200Hz 67A | EL03550200
|  | 03 |  | 55 |  | 03 | HARM-FILT ENG ELEC 600 900 1200Hz 35A | EL03550300
|  | 03 |  | 56 | Harmonic Filter - 600, 1200 HZ | 01 | HARM-FILT GEC 600 1200 Hz 15.5A 4A | EL03560100
|  | 03 |  | 56 |  | 02 | HARM-FILT GEC 600 1200 Hz 28A 7A | EL03560200
|  | 03 |  | 56 |  | 03 | HARM-FILT BTH 600 1200 Hz 80A 80A | EL03560300
|  | 03 |  | 56 |  | 04 | HARM-FILT MITSUBISHI 600 1200 Hz 60A 30A | EL03560400
|  | 03 |  | 56 |  | 05 | HARM-FILT WESTINGHOUSE 600 1200Hz 40 10A | EL03560500
|  | 03 |  | 56 |  | 06 | HARM-FILT GEC 600 1200 Hz 60A 25A | EL03560600
|  | 03 |  | 56 |  | 07 | HARM-FILT GEC 600 1200 Hz 28A 7A | EL03560700
|  | 03 |  | 56 |  | 08 | HARM-FILT GEC 600 1200 Hz 28A 7A | EL03560800
|  | 03 |  | 56 |  | 09 | HARM-FILT BRN BOVERI 600 1200Hz 14A 4.25 | EL03560900
|  | 03 |  | 56 |  | 10 | HARM-FILT GEC 600 1200Hz 22A 5.5A | EL03561000
|  | 03 |  | 56 |  | 11 | HARM-FILT GEC 600 1200Hz 18A 5A | EL03561100
|  | 03 |  | 56 |  | 12 | HARM-FILT AMPCONTROL 600 1200Hz 20A 10A | EL03561200
|  | 03 |  | 56 |  | 13 | HARM-FILT ALSTOM 600 1200Hz (TRUCK MTD) | EL03561300
|  | 03 |  | 56 |  | 14 | HARM-FILT UNITED 600 1200Hz+BUS SURGE AR | EL03561400
|  | 03 |  | 56 |  | 15 | HARM-FILT HSS 600 1200HZ PANEL AND TRUCK | EL03561500
|  | 03 |  | 60 | Negative Reactors
|  | 03 |  | 61 | Negative Reactor - Indoor, Air Natural | 01 | NEG-REACT MIT 0.5mH 2600A ID AIR NAT | EL03610100
|  | 03 |  | 61 |  | 02 | NEG-REACT KURE 0.3mH 3240A ID AIR NAT | EL03610200
|  | 03 |  | 61 |  | 03 | NEG-REACT SIEMENS 0.5mH 2600A ID AIR NAT | EL03610300
|  | 03 |  | 61 |  | 04 | NEG-REACT W/HOUSE 0.5mH 2600A ID AIR NAT | EL03610400
|  | 03 |  | 61 |  | 05 | NEG-REACT, AIR ID NAT | EL03610500
|  | 03 |  | 62 | Negative Reactor - Outdoor, Air Natural | 01 | NEG-REACT TRENCH 0.5mH 2600A OD AIR NAT | EL03620100
|  | 03 |  | 62 |  | 02 | NEG-REACT W/HOUSE 0.5mH 2600A OD AIR NAT | EL03620200
|  | 03 |  | 62 |  | 03 | NEG-REACT GEC 0.4mH 2600A OD AIR NAT | EL03620300
|  | 03 |  | 62 |  | 04 | NEG-REACT TMC 0.5mH 1600A OD AIR NAT | EL03620400
|  | 03 |  | 63 | Negative Reactor - Outdoor, Bulk Oil, Sealed | 01 | NEG-REACT ENG ELEC 0.5mH 2600A OD B/OIL | EL03630100
|  | 03 |  | 63 |  | 02 | NEG-REACT TRENCO 1300A OD B/OIL SEALED | EL03630200
|  | 03 |  | 64 | Negative Reactor - Outdoor, Bulk Oil, Breather | 01 | NEG-REACT TYREE 2600A OD B/OIL BREATHER | EL03640100
|  | 03 |  | 64 |  | 02 | NEG-REACT MIT 3240A OD B/OIL BREATHER | EL03640200
|  | 03 |  | 64 |  | 03 | NEG-REACT TMC 2600A OD B/OIL BREATHER | EL03640300
|  | 03 |  | 64 |  | 04 | NEG-REACT MIT 1620A OD B/OIL BREATHER | EL03640400
|  | 03 |  | 64 |  | 05 | NEG-REACT TYREE 1600A OD B/OIL BREATHER | EL03640500
|  | 03 |  | 64 |  | 06 | NEG-REACT W/HOUSE 2600A OD B/OIL BREATH | EL03640600
|  | 03 |  | 64 |  | 07 | NEG-REACT TMC 4800A OD B/OIL BREATHER | EL03640700
|  | 03 |  | 64 |  | 08 | NEG-REACT TMC 2600A OD B/OIL BREATHER | EL03640800
|  | 03 |  | 64 |  | 09 | NEG-REACT TMC 6400A OD B/OIL BREATHER | EL03640900
|  | 03 |  | 64 |  | 10 | NEG-REACT TMC 5200A OD B/OIL BREATHER | EL03641000
|  | 03 |  | 64 |  | 11 | NEG-REACT TMC 4000A OD B/OIL BRTHER+Fbre | EL03641100
|  | 03 |  | 64 |  | 12 | NEG-REACT TMC 3200A OD B/OIL BREATHER | EL03641200
|  | 04 | DC Switchgear | 10 | DC Circuit Breakers
|  | 04 |  | 11 | 1500V DC Circuit Breaker - Feeder | 01 | 1500V DCCB-FDR AGE JR12Y-SHELF | EL04110100
|  | 04 |  | 11 |  | 02 | 1500V DCCB-FDR BTH RJR712-TRK BAR (SS) | EL04110200
|  | 04 |  | 11 |  | 03 | 1500V DCCB-FDR BTH RJR712-TRK FAR (SH) | EL04110300
|  | 04 |  | 11 |  | 04 | 1500V DCCB-FDR BTH RJR712-TRK BAR (SH) | EL04110400
|  | 04 |  | 11 |  | 05 | 1500V DCCB-FDR BTH RJR612-RAMSEY TRK | EL04110500
|  | 04 |  | 11 |  | 06 | 1500V DCCB-FDR BTH RJR612-ANSALDO TRK | EL04110600
|  | 04 |  | 11 |  | 07 | 1500V DCCB-FDR BTH RJR612-SHELF | EL04110700
|  | 04 |  | 11 |  | 08 | 1500V DCCB-FDR BTH ASC169-SHELF | EL04110800
|  | 04 |  | 11 |  | 09 | 1500V DCCB-FDR BTH ASC265-SHELF | EL04110900
|  | 04 |  | 11 |  | 10 | 1500V DCCB-FDR MIT BHF30-RMSY TRK BR/FR | EL04111000
|  | 04 |  | 11 |  | 11 | 1500V DCCB-FDR MIT BHF30-RMSY TRK BR | EL04111100
|  | 04 |  | 11 |  | 12 | 1500V DCCB-FDR MIT BHF30B-RMSY TRK BR/FR | EL04111200
|  | 04 |  | 11 |  | 13 | 1500V DCCB-FDR MIT BHF30B-RMSY TRK BR | EL04111300
|  | 04 |  | 11 |  | 14 | 1500V DCCB-FDR MIT BHF30-EML TRK BR/FR | EL04111400
|  | 04 |  | 11 |  | 15 | 1500V DCCB-FDR MIT BHF30-EML TRK BR | EL04111500
|  | 04 |  | 11 |  | 16 | 1500V DCCB-FDR MIT BHF30B-EML TRK BR/FR | EL04111600
|  | 04 |  | 11 |  | 17 | 1500V DCCB-FDR MIT BHF30B-EML TRK BR | EL04111700
|  | 04 |  | 11 |  | 18 | 1500V DCCB-FDR MIT BHF30-F/MTD TRK BR | EL04111800
|  | 04 |  | 11 |  | 19 | 1500V DCCB-FDR MIT BHF30B-F/MTD TRK BR | EL04111900
|  | 04 |  | 11 |  | 20 | 1500V DCCB-FDR MIT BHF30B-F/MTD TRK FR | EL04112000
|  | 04 |  | 11 |  | 21 | 1500V DCCB-FDR MIT BHF30B-CULTER HAMMER | EL04112100
|  | 04 |  | 11 |  | 22 | 1500V DCCB-FDR MIT BHF30B-EATON/MIT M76 | EL04112200
|  | 04 |  | 11 |  | 23 | 1500V DCCB-FDR MIT BHF30B-MIT TRK BR/FR | EL04112300
|  | 04 |  | 11 |  | 24 | 1500V DCCB-FDR GEC RJR722-RMSY TRK BR/FR | EL04112400
|  | 04 |  | 11 |  | 25 | 1500V DCCB-FDR SIEM 3WV1-RMSY TRK BR/FR | EL04112500
|  | 04 |  | 11 |  | 26 | 1500V DCCB-FDR SIEM 3WV3 RMSY TRK | EL04112600
|  | 04 |  | 11 |  | 27 | 1500V DCCB-FDR ANSD IRA1522-ANSD TRK FR | EL04112700
|  | 04 |  | 11 |  | 28 | 1500V DCCB-FDR ANSD IRA1522-F/MTD TRK FR | EL04112800
|  | 04 |  | 11 |  | 29 | 1500V DCCB-FDR ANSD IRA1522-RMSY TRK FR | EL04112900
|  | 04 |  | 11 |  | 30 | 1500V DCCB-FDR WHIPP+BRNE RMSY TRK BR/FR | EL04113000
|  | 04 |  | 11 |  | 31 | 1500V DCCB-FDR ALSTOM ARC1550 BR/FR | EL04113100
|  | 04 |  | 11 |  | 32 | 1500V DCCB-FDR HSS SAFEBOND PANEL & TRK | EL04113200
|  | 04 |  | 12 | 1500V DC Circuit Breaker - Rectifier | 01 | 1500V DCCB-RECT MIT BHR30-F/MTD TRK 3KA | EL04120100
|  | 04 |  | 12 |  | 02 | 1500V DCCB-RECT MIT BHR50B-F/MTD TRK 4KA | EL04120200
|  | 04 |  | 12 |  | 03 | 1500V DCCB-RECT MIT BHR50B-RMSY TRK 4KA | EL04120300
|  | 04 |  | 12 |  | 04 | 1500V DCCB-RECT MIT BHR50B-EML TRK 4KA | EL04120400
|  | 04 |  | 12 |  | 05 | 1500V DCCB-RECT MIT BHB50-F/MTD TRK 5KA | EL04120500
|  | 04 |  | 12 |  | 06 | 1500V DCCB-RECT MIT BHR50S-F/MTD TRK 5KA | EL04120600
|  | 04 |  | 12 |  | 07 | 1500V DCCB-RECT MIT BHR30-EML TRK 3KA | EL04120700
|  | 04 |  | 12 |  | 08 | 1500V DCCB-RECT MIT BHR50B-EATON TRK 4KA | EL04120800
|  | 04 |  | 12 |  | 09 | 1500V DCCB-RECT MIT BHR50B-4KA MOD ITT | EL04120900
|  | 04 |  | 12 |  | 10 | 1500V DCCB-RECT BTH RJR712-RMSY TRUCK | EL04121000
|  | 04 |  | 12 |  | 11 | 1500V DCCB-RECT BTH RJR712-BTH TRUCK | EL04121100
|  | 04 |  | 12 |  | 12 | 1500V DCCB-RECT BTH RJR712-SHELF | EL04121200
|  | 04 |  | 12 |  | 13 | 1500V DCCB-RECT BTH RJR542-SHELF | EL04121300
|  | 04 |  | 12 |  | 14 | 1500V DCCB-RECT SIEMENS 3MV3-RMSY TRK | EL04121400
|  | 04 |  | 12 |  | 15 | 1500V DCCB-RECT GEC RJR722-RMSY TRK | EL04121500
|  | 04 |  | 12 |  | 16 | 1500V DCCB-RECT WHIPP+BRNE MM74-BRKS TRK | EL04121600
|  | 04 |  | 12 |  | 17 | 1500V DCCB-RECT ALSTOM A309 2600A | EL04121700
|  | 04 |  | 12 |  | 18 | 1500V DCCB-RECT HSS SAFEBOND WITH BB VT | EL04121800
|  | 04 |  | 12 |  | 19 | 1500V DCCB-RECT HSS SAFEBOND W/O BB VT | EL04121900
|  | 04 |  | 20 | DC Busbars
|  | 04 |  | 21 | 1500V DC Busbar Assembly -Open | 01 | 1500V DC BUSBAR-RMSY (FRAME RACK) | EL04210100
|  | 04 |  | 21 |  | 02 | 1500V DC BUSBAR-BTH (FRAME RACK) | EL04210200
|  | 04 |  | 21 |  | 03 | 1500V DC BUSBAR-MIT (FRAME RACK) | EL04210300
|  | 04 |  | 21 |  | 04 | 1500V DC BUSBAR-MIT (FRAME RACK)TWIN BUS | EL04210400
|  | 04 |  | 21 |  | 05 | 1500V DC BUSBAR-ANSALDO (MOTOR RACK) | EL04210500
|  | 04 |  | 21 |  | 06 | 1500V DC BUSBAR-SHELF | EL04210600
|  | 04 |  | 30 | DC Switchboards
|  | 04 |  | 31 | 1500V DC Switchboard - Metal Enclosed | 01 | 1500V DC Switchboard-Metal Enclosed | EL04310100
|  | 04 |  | 32 | 750V DC Switchboard - Metal Enclosed | 01 | 750V DC Switchboard - Metal Enclosed | EL04320100
|  | 04 |  | 40 | DC Links
|  | 04 |  | 41 | 1500V Positive Link Assembly - Manual | 01 | 1500V LINK CENTURY 2000A 2BL-FLAT | EL04410100
|  | 04 |  | 41 |  | 02 | 1500V LINK CENTURY 2000A 3BL-FLAT | EL04410200
|  | 04 |  | 41 |  | 03 | 1500V LINK CENTURY 2000A 2BL LATCH-FLAT | EL04410300
|  | 04 |  | 41 |  | 04 | 1500V LINK CENTURY 3000A 2BL LATCH-FLAT | EL04410400
|  | 04 |  | 41 |  | 05 | 1500V LINK CENTURY 3000A 2BL-FLAT | EL04410500
|  | 04 |  | 41 |  | 06 | 1500V LINK CENTURY 4000A 2BL LATCH-FLAT | EL04410600
|  | 04 |  | 41 |  | 07 | 1500V LINK TAPLIN 2000A 4BL LATCH-BUTT | EL04410700
|  | 04 |  | 41 |  | 08 | 1500V LINK STANGER 2000A 2BL LATCH-BUTT | EL04410800
|  | 04 |  | 41 |  | 09 | 1500V LINK STANGER 3000A 2BL-BUTT | EL04410900
|  | 04 |  | 41 |  | 10 | 1500V LINK TAPLIN 4000A 4BL-BUTTON | EL04411000
|  | 04 |  | 41 |  | 11 | 1500V LINK ELEC CO. 2000A 4BL LATCH-FLAT | EL04411100
|  | 04 |  | 41 |  | 12 | 1500V LINK BTH 2000A 2BL FLAT | EL04411200
|  | 04 |  | 41 |  | 13 | 1500V LINK BTH 2000A 3BL FLAT | EL04411300
|  | 04 |  | 41 |  | 14 | 1500V LINK BTH 2000A 2BL LATCH-FLAT | EL04411400
|  | 04 |  | 41 |  | 15 | 1500V LINK ENG ELEC-INDOOR - EDR | EL04411500
|  | 04 |  | 41 |  | 16 | 1500V LINK BTH-OUTDOOR MODEL W83B-EDR | EL04411600
|  | 04 |  | 42 | 1500V Positive Link Assembly - Motor Operated | 01 | 1500V LINK SOULE 4000A 3KV 30KA MOTOR OP | EL04420100
|  | 04 |  | 42 |  | 02 | 1500V LINK BERG 4000A 3.6KV MOTOR OP | EL04420200
|  | 04 |  | 43 | 1500V Negative Link - Manual | 01 | 1500V NEG LINK CENTURY 3000A 4BL-FLAT | EL04430100
|  | 04 |  | 43 |  | 02 | 1500V NEG LINK CENTURY 4000A 3BL-FLAT | EL04430200
|  | 04 |  | 43 |  | 03 | 1500V NEG LINK TAPLIN 4000A 4BL-BUTTON | EL04430300
|  | 04 |  | 43 |  | 04 | 1500V NEG LINK BTH 3000A 3BL-FLAT | EL04430400
|  | 04 |  | 43 |  | 05 | 1500V NEG LINK BTH 2000A 2BL-FLAT | EL04430500
|  | 04 |  | 43 |  | 06 | 1500V NEG LINK CENTURY 4000A 3BL-FLAT | EL04430600
|  | 04 |  | 43 |  | 07 | 1500V NEG LINK BERG 4000A 4BLADE | EL04430700
|  | 04 |  | 44 | Rail Connecting Link - Manual | 01 | 1500V RAIL LINK CENTURY 4000A 4BL OD MAN | EL04440100
|  | 04 |  | 44 |  | 02 | 1500V RAIL LINK CENTURY 4000A 2BL OD MAN | EL04440200
|  | 04 |  | 50 | DC Switches
|  | 04 |  | 51 | 1500V Positive Isolating Switch - Manual | 01 | 1500V ISOL SWITCH ALPHA NIDAU 3000A OD | EL04510100
|  | 04 |  | 52 | 1500V Isolating and & Rail Connecting Switch Pairs - Manual | 01 | 1500V ISOL/RAIL SWITCH ALPHA NIDAU 3000A | EL04520100
|  | 04 |  | 52 |  | 02 | 1500V ISL/RAIL SWTCH EDWARD KELL/ART 3KA | EL04520200
|  | 04 |  | 53 | 1500V 3 Position Negative Changeover Switch – Manual | 01 | 1500V Neg Changeover Switch ART 4800A | EL04530100
|  | 04 |  | 54 | 1500V Isolating and Rail Connecting Switch – Motorised | 01 | 1500V ISOL/RAIL MOTOR SWITCH INFRACO 3KA | EL04540100
|  | 05 | AC Auxiliary Power Supplies | 10 | Auxiliary Transformers | 01 | AUX TRANSFORMER - OIL FILLED | EL05100100
|  | 05 |  | 10 |  | 02 | AUX TRANSFORMER - AIR COOLED | EL05100200
|  | 05 |  | 10 |  | 03 | AUX TRANSFORMER - OIL FILLED PART ENCLSD | EL05100300
|  | 05 |  | 20 | AC Auxiliary Panels | 01 | AC AUXILIARY PANEL-ENGLISH ELECTRIC | EL05200100
|  | 05 |  | 20 |  | 02 | AC AUXILIARY PANEL-SRA | EL05200200
|  | 05 |  | 20 |  | 03 | AC AUXILIARY PANEL-UNITED GROUP | EL05200300
|  | 05 |  | 30 | Auxiliary Generators | 01 | AUXILIARY GENERATOR | EL05300100
|  | 06 | Auxiliary Services | 10 | Auxiliary Services - General | 01 | AUX SERVICES-STD CHG+L/ACID FLOOD/VENT | EL06100100
|  | 06 |  | 10 |  | 02 | AUX SERVICES-SWTCH MD CHG+L/ACID FLD/VNT | EL06100200
|  | 06 |  | 10 |  | 03 | AUX SERVICES-STD CHG+SLD/VRLA/GEL | EL06100300
|  | 06 |  | 10 |  | 04 | AUX SERVICES-SWTCH MD CHG+SLD/VRLA/GEL | EL06100400
|  | 06 |  | 20 | Battery Chargers | 01 | BATT-CHGR SRA 3PH 20A 127V | EL06200100
|  | 06 |  | 20 |  | 02 | BATT-CHGR SRA 1PH 20A 127V | EL06200200
|  | 06 |  | 20 |  | 03 | BATT-CHGR SRA 1PH 10A 127V | EL06200300
|  | 06 |  | 20 |  | 04 | BATT-CHGR STC 3PH 15A 127V | EL06200400
|  | 06 |  | 20 |  | 05 | BATT-CHGR SRA MOD-1 1PH 6A 56V | EL06200500
|  | 06 |  | 20 |  | 06 | BATT-CHGR AUST CONTROLS 3PH 30A 127V | EL06200600
|  | 06 |  | 20 |  | 07 | BATT-CHGR AUST CONTROLS 3PH 15A 130V | EL06200700
|  | 06 |  | 20 |  | 08 | BATT-CHGR CHARGER MATIC 3PH 30A 130V | EL06200800
|  | 06 |  | 20 |  | 09 | BATT-CHGR SAFT-NIFE BCMP2475 1PH 75A 27V | EL06200900
|  | 06 |  | 20 |  | 10 | BATT-CHGR SCI BCS12300 3PH 300A 130V | EL06201000
|  | 06 |  | 20 |  | 11 | BATT-CHGR STC 1 SR120/30/4 3PH 30A 127V | EL06201100
|  | 06 |  | 20 |  | 12 | BATT-CHGR STC 1 SR-50/7/1 1PH 7A 54V | EL06201200
|  | 06 |  | 20 |  | 13 | BATT-CHGR STC 1 CD50/6/10 1PH 6A 56V | EL06201300
|  | 06 |  | 20 |  | 14 | BATT-CHGR STC 3PH 30A 127V 1CD120/30/7 | EL06201400
|  | 06 |  | 20 |  | 15 | BATT-CHGR STABILAC 1PH 50V | EL06201500
|  | 06 |  | 20 |  | 16 | BATT-CHGR SRA 1PH 4A 24V | EL06201600
|  | 06 |  | 20 |  | 17 | BATT-CHGR GEC 1PH 5A 125V DC G7E | EL06201700
|  | 06 |  | 20 |  | 18 | BATT-CHGR 1PH 20A 50V-sealed battery | EL06201800
|  | 06 |  | 20 |  | 19 | BATT-CHGR 1PH 20A 120V-sealed battery | EL06201900
|  | 06 |  | 20 |  | 20 | BATT-CHGR 1PH 10A 50V-sealed battery | EL06202000
|  | 06 |  | 20 |  | 21 | BATT-CHGR 1PH 30A 120V | EL06202100
|  | 06 |  | 20 |  | 22 | BATT-CHGR 1PH 0.16KVA 30V CACP106 | EL06202200
|  | 06 |  | 20 |  | 23 | BATT-CHGR M+H 3TNE 110/50 122VDC 50A | EL06202300
|  | 06 |  | 20 |  | 24 | BATT-CHGR BRODRIBB 120V 10A | EL06202400
|  | 06 |  | 20 |  | 25 | BATT-CHGR BRODRIBB 120V 15A | EL06202500
|  | 06 |  | 20 |  | 26 | BATT-CHGR COM10 54V | EL06202600
|  | 06 |  | 20 |  | 27 | BATT-CHGR COM10 120V | EL06202700
|  | 06 |  | 20 |  | 28 | BATT-CHGR CORDEX 48V, 120A,48-6KW-RC-3BS | EL06202800
|  | 06 |  | 20 |  | 29 | BATT-CHGR CORDEX 125V, 20A | EL06202900
|  | 06 |  | 20 |  | 30 | BATT-CHGR EXIDE (D5713.65) 3PH 60A 110V | EL06203000
|  | 06 |  | 20 |  | 31 | BATT-CHGR 110V,20A,DIMTRONICS DMC110-20 | EL06203100
|  | 06 |  | 20 |  | 32 | BATT-CHGR CENTURY YUASA 48V 20.8A SMR | EL06203200
|  | 06 |  | 20 |  | 33 | BATT-CHGR CNPV/MORNINGSTAR 12V SOLAR | EL06203300
|  | 06 |  | 20 |  | 34 | BATT-CHGR M+H 125V SCR 430MHP124 | EL06203400
|  | 06 |  | 20 |  | 35 | BATT-CHGR M+H 48V SCR 410MHP221 | EL06203500
|  | 06 |  | 20 |  | 36 | BATT-CHGR Exide CX125V-6K | EL06203600
|  | 06 |  | 30 | Battery
|  | 06 |  | 31 | Battery - Alkaline | 01 | BATT 30V 25 CELL 1.45V/CELL ALKALINE | EL06310100
|  | 06 |  | 32 | Flooded Lead Acid (Recombination) | 01 | BATT EXIDE 120V 19x6V 3CL/BAT 100AH-SEAL | EL06320100
|  | 06 |  | 32 |  | 02 | BATT YUASA 50V 8x6V 3CL/BAT -SEALED | EL06320200
|  | 06 |  | 32 |  | 03 | BATT GNB 24V (4x6V) 3VB13 -SEALED | EL06320300
|  | 06 |  | 32 |  | 04 | BATT ENERPAC 120V 10x12V 6.8AH-SEALED | EL06320400
|  | 06 |  | 32 |  | 05 | BATT GNB 50V 4x12V 1140 UPSOLYTE-SEALED | EL06320500
|  | 06 |  | 32 |  | 06 | BATT GNB 50V 4x12V M12V40 MARATHN-SEALED | EL06320600
|  | 06 |  | 32 |  | 07 | BATT GNB 50V 8x6V POWERSAFE 3VB11-SEALED | EL06320700
|  | 06 |  | 32 |  | 08 | BATT SONNENSCHEIN 120V 240AH-SEALED | EL06320800
|  | 06 |  | 32 |  | 09 | BATT SONNENSCHEIN 120V 300AH-SEALED | EL06320900
|  | 06 |  | 32 |  | 10 | BATT PANASONIC 120V 42AH X1242P-SEALED | EL06321000
|  | 06 |  | 32 |  | 11 | BATT CENTURY 120V 63AH UXH63/12-SEALED | EL06321100
|  | 06 |  | 32 |  | 12 | BATT CENTURY 120V 100AH UXH100/6-SEALED | EL06321200
|  | 06 |  | 32 |  | 13 | BATT GNB 30V 5x6V POWERSAFE 3VB11-SEALED | EL06321300
|  | 06 |  | 32 |  | 14 | BATT EXIDE A602/300 120V 300AH SEALED | EL06321400
|  | 06 |  | 32 |  | 15 | BATT HAZE 125V 9x12v+1x6v VRLA | EL06321500
|  | 06 |  | 32 |  | 16 | BATT HAZE 48V 4x12v VRLA | EL06321600
|  | 06 |  | 32 |  | 17 | BATT SONNENSCHEIN 125V 350AH A602-SEALED | EL06321700
|  | 06 |  | 32 |  | 18 | BATT REMCO 125V 9x12V RM12-100 VRLA | EL06321800
|  | 06 |  | 32 |  | 19 | BATT EXIDE 125V 9x12V PFT12V105 VRLA | EL06321900
|  | 06 |  | 33 | Valve Regulated Lead Acid (VRLA) Sealed | 01 | BATT ENERGEL 50V 6EG125/130AH VR L/ACID | EL06330100
|  | 06 |  | 33 |  | 02 | BATT ENERGEL 120V 4EG240/250AH VR L/ACID | EL06330200
|  | 06 |  | 33 |  | 03 | 120v,28 x 4v,Energel 4EG100 VRLA m/bloc | EL06330300
|  | 06 |  | 33 |  | 04 | BATT ENERGEL 48V 4EG115/130AH VR L/ACID | EL06330400
|  | 06 |  | 33 |  | 05 | 125V SONNENSCHEI VRLA A602/250 5OPZV 280 | EL06330500
|  | 06 |  | 33 |  | 06 | 50v,24x2v,250 AMP HR (HOPPECKE 5OPzV250) | EL06330600
|  | 06 |  | 33 |  | 07 | 125V SONNENSCHEIN, A602/280 5 OPZV 250 | EL06330700
|  | 06 |  | 33 |  | 08 | 125V,56x2V,250 AMPHR(HOPPECKE 5 OPzV250) | EL06330800
|  | 06 |  | 33 |  | 09 | 125V,56x2V,210 AMPHR(HOPPECKE 4 OPzV200) | EL06330900
|  | 06 |  | 33 |  | 10 | 12V,130 AMPHR(SONNENSCHEIN SB12/130A) | EL06331000
|  | 06 |  | 33 |  | 11 | 125V,56x2V,360 AMPHR(HOPPECKE OPzV350) | EL06331100
|  | 06 |  | 33 |  | 12 | 125V,56x2V,210 AMPHR(SONNENSCHEIN A600) | EL06331200
|  | 06 |  | 33 |  | 13 | BATT ENERGEL 125V 56x2V 2EG200 VRLA | EL06331300
|  | 06 |  | 33 |  | 14 | BATT ENERGEL 48V 12x4V 4EG100 VRLA | EL06331400
|  | 06 |  | 33 |  | 15 | BATT HOPPECKE 125V 56x2V VRL2-215 VRLA | EL06331500
|  | 06 |  | 33 |  | 16 | BATT ENERGEL 125V 56x2V 2EG300 VRLA | EL06331600
|  | 06 |  | 33 |  | 17 | BATT ENERGEL 125V 19x6V 6EG130 VRLA | EL06331700
|  | 06 |  | 33 |  | 18 | BATT ENERGEL 125V 19x6V 6EG160 VRLA | EL06331800
|  | 06 |  | 33 |  | 19 | BATT HAZE 50V 4x12V HZB12-150 AGM VRLA | EL06331900
|  | 06 |  | 34 | Flooded Lead Acid (Vented) | 01 | BATT EXIDE 120V 56 CELL 225AH L/ACID | EL06340100
|  | 06 |  | 34 |  | 02 | BATT DUNLOP 120V 56 CELL 200AH L/ACID | EL06340200
|  | 06 |  | 34 |  | 03 | BATT CENTURY 120V 200AH UXL220-2 L/ACID | EL06340300
|  | 06 |  | 34 |  | 04 | BATT EXIDE 50V 4x12V 6CL/BAT12G50 L/ACID | EL06340400
|  | 06 |  | 34 |  | 05 | BATT EXIDE 120V 56CELL 2G270 L/ACID | EL06340500
|  | 06 |  | 34 |  | 06 | BATT EXIDE 120V 19x6V 3CL/BAT60AH L/ACID | EL06340600
|  | 06 |  | 34 |  | 07 | BATT CHLORIDE 120V 56 CELL 215AH L/ACID | EL06340700
|  | 06 |  | 34 |  | 08 | BATT EXIDE 50V 8x6V 3CL/BAT 6G125 L/ACID | EL06340800
|  | 06 |  | 34 |  | 09 | BATT EXIDE 24V 2x12V 6CL/BAT 50AH L/ACID | EL06340900
|  | 06 |  | 34 |  | 10 | BATT EXIDE 120V 56 CELL 660AH L/ACID | EL06341000
|  | 06 |  | 34 |  | 11 | BATT CHLORIDE 120V 56 CELL XMP23 L/ACID | EL06341100
|  | 06 |  | 34 |  | 12 | BATT POWER SAFE 50V 8x6V L/ACID | EL06341200
|  | 06 |  | 34 |  | 13 | BATT EXIDE 50V 4x12V 6CL/BAT177/7 L/ACID | EL06341300
|  | 06 |  | 34 |  | 14 | BATT EXIDE 120V 17x6V +1x12V 55AH L/ACID | EL06341400
|  | 06 |  | 34 |  | 15 | BATT EXIDE 24V 12x2V L/ACID | EL06341500
|  | 06 |  | 34 |  | 16 | BATT EXIDE 50V 24x2V 2G225 L/ACID | EL06341600
|  | 06 |  | 34 |  | 17 | BATT CENTURY 120V 58x2V L/ACID | EL06341700
|  | 06 |  | 34 |  | 18 | BATT CENTURY 50V 4x12V 47T L/ACID | EL06341800
|  | 06 |  | 34 |  | 19 | BATT GNB 120V 56CELL 240AH 2G240-L/ACID | EL06341900
|  | 06 |  | 34 |  | 20 | BATT GNB 120V 19x6V 6G110-L/ACID | EL06342000
|  | 06 |  | 34 |  | 21 | BATT GNB 120V 56CELL 330AH 2G330-L/ACID | EL06342100
|  | 06 |  | 34 |  | 22 | BATT GNB 120V 19x6V 125AH 6G125-L/ACID | EL06342200
|  | 06 |  | 34 |  | 23 | BATT CENTURY 120V 200AH YUASA177/6-L/ACD | EL06342300
|  | 06 |  | 34 |  | 24 | BATT HOPPECKE 120V 250AH 5OSP250 L/ACID | EL06342400
|  | 06 |  | 34 |  | 25 | BATT HOPPECKE 120V 110AH 6V110 L/ACID | EL06342500
|  | 06 |  | 34 |  | 26 | BATT HOPPECKE 54V 6V110 OGI BLOC L/ACID | EL06342600
|  | 06 |  | 34 |  | 27 | BATT HOPPECKE 54V 6V60 OGI BLOC L/ACID | EL06342700
|  | 06 |  | 34 |  | 28 | BATT SONNENSCHEIN 125V 5OPZVS 250/280AH | EL06342800
|  | 06 |  | 34 |  | 29 | BATT HOPPECKE 125V 60SP300 300AH 56 CELL | EL06342900
|  | 06 |  | 34 |  | 30 | BATT HOPPECKE 125V 6OSP.HC 250AH 56CELL | EL06343000
|  | 06 |  | 40 | Substation - Compressed Air System | 01 | Substation - Compressor | EL06400100
|  | 06 |  | 40 |  | 02 | Substation - Receiver | EL06400200
|  | 07 | Wayside Traction Energy Management | 10 | Wayside Traction Energy Management General | 01 | Wayside Energy Dissipation Resistor | EL07100100
|  | 7 |  | 10 |  | 02 | Wayside Energy Storage System | EL7100200
|  | 7 |  | 10 |  | 03 | Wayside Energy Conversion System | EL7100300
|  | 08 | DC Overhead Wiring | 10 | DC Overhead Wiring
|  | 08 |  | 11 | 1500V Regulated - OHW | 01 | REGULATED-CU CATENARY SINGLE CONTACT OHW | EL08110100
|  | 08 |  | 11 |  | 02 | REGULATED-CU CATENARY TWIN CONTACT OHW | EL08110200
|  | 08 |  | 11 |  | 03 | REGULATED-CONTACT ONLY OHW | EL08110300
|  | 08 |  | 11 |  | 04 | REGULATED-TWIN CATENARY TWIN CONTACT OHW | EL08110400
|  | 08 |  | 12 | 1500V Fixed anchor - OHW | 01 | FIXED-CU CATENARY SINGLE CONTACT OHW | EL08120100
|  | 08 |  | 12 |  | 02 | FIXED-STEEL CATENARY SINGLE CONTACT OHW | EL08120200
|  | 08 |  | 12 |  | 03 | FIXED-CU CATENARY TWIN CONTACT OHW | EL08120300
|  | 08 |  | 12 |  | 04 | FIXED-CONTACT ONLY OHW | EL08120400
|  | 08 |  | 12 |  | 05 | FIXED-COMPOUND SYSTEM OHW | EL08120500
|  | 08 |  | 13 | 1500V Retractable OHW (ROHW) | 01 | 1500V Retractable OHW (ROHW) System | EL08130100
|  | 08 |  | 13 |  | 02 | 1500V ROHW Relay Control System | EL08130200
|  | 08 |  | 13 |  | 03 | 1500V ROHW PLC Control System | EL08130300
|  | 08 |  | 14 | 1500V Solid Conductor Rail - OHW | 01 | 1500V Solid Conductor Rail - OHW | EL08140100
|  | 08 |  | 20 | OHW Support Structures | 01 | POLE-1500V WOOD | EL08200100
|  | 08 |  | 30 | Anchor Arrangements
|  | 08 |  | 31 | Anchor Arrangements - Weight | 01 | ANCHOR-LIVERPOOL/GLENLEE WEIGHT TENSION | EL08310100
|  | 08 |  | 31 |  | 02 | ANCHOR-STANDARD WEIGHT TENSIONER | EL08310200
|  | 08 |  | 32 | Anchor Arrangements - Gas | 01 | ANCHOR-GAS TENSIONER | EL08320100
|  | 08 |  | 33 | Anchor Arrangements - Spring | 01 | ANCHOR-SPRING TENSIONER | EL08330100
|  | 08 |  | 34 | Anchor Arrangements - Fixed | 01 | ANCHOR-FIXED ARRANGEMENT | EL08340100
|  | 08 |  | 34 |  | 02 | ANCHOR-FIXED (CONTACT ONLY) | EL08340200
|  | 08 |  | 34 |  | 03 | ANCHOR-REGULATED TENSION MIDPOINT | EL08340300
|  | 08 |  | 34 |  | 04 | ANCHOR-REGULATED TENSION MID POINT (TUNNEL) | EL08340400
|  | 08 |  | 40 | Section Insulator Arrangements
|  | 08 |  | 41 | 1500V Section Insulator Arrangements | 01 | SECTION INSULATOR, TYPE 5 | EL08410100
|  | 08 |  | 41 |  | 02 | SECTION INSULATOR, TYPE 6 | EL08410200
|  | 08 |  | 41 |  | 03 | SECTION INSULATOR, BICC COMPOUND | EL08410300
|  | 08 |  | 41 |  | 04 | SECTION INSULATOR, TYPE 9 | EL08410400
|  | 08 |  | 50 | Switch Arrangements
|  | 08 |  | 51 | 1500V Switch Arrangements | 01 | 1500V 1000/2000AMP SECTIONING SWITCH | EL08510100
|  | 08 |  | 51 |  | 02 | COMBINED SECTION/RAIL CONNECTING SWITCH | EL08510200
|  | 08 |  | 51 |  | 03 | 1500V BICC SECTIONING SWITCH | EL08510300
|  | 08 |  | 51 |  | 04 | BICC COMBINE SECT/RAIL CONNECTING SWITCH | EL08510400
|  | 08 |  | 51 |  | 05 | REMOTELY CONTROLLED SECTIONING SWITCH | EL08510500
|  | 08 |  | 60 | Feeding Arrangements
|  | 08 |  | 61 | 1500V Feeding Arrangements | 01 | 1500V CABLE FEEDERS | EL08610100
|  | 08 |  | 61 |  | 02 | 1500V AERIAL FEEDERS | EL08610200
|  | 08 |  | 70 | Overhead Wiring Equipment
|  | 08 |  | 71 | Splices | 01 | OHW SPLICE | EL08710100
|  | 09 | Traction Return | 10 | Traction Return
|  | 09 |  | 11 | 1500V Traction Return - General | 01 | 1500V - SUBSTATION TRACTION RETURN | EL09110100
|  | 10 | Feeder | 10 | Aerial Line | 01 | TRANSMISSION FEEDERS (HV) | EL10100100
|  | 10 |  | 10 |  | 02 | TRANSMISSION FEEDERS (LV) | EL10100200
|  | 10 |  | 20 | Pole Arrangements | 01 | TRANSMISSION LINE POLE (WOOD)-HV | EL10200100
|  | 10 |  | 20 |  | 02 | TRANSMISSION LINE GUY POLE (WOOD)-HV | EL10200200
|  | 10 |  | 20 |  | 03 | TRANSMISSION LINE POLE (STEEL)-HV | EL10200300
|  | 10 |  | 20 |  | 04 | TRANSMISSION LINE GUY POLE (STEEL)-HV | EL10200400
|  | 10 |  | 20 |  | 05 | TRANSMISSION LINE POLE (CONCRETE)-HV | EL10200500
|  | 10 |  | 20 |  | 06 | TRANSMISSION LINE POLE (WOOD)-LV | EL10200600
|  | 10 |  | 20 |  | 07 | TRANSMISSION LINE POLE (STEEL)-LV | EL10200700
|  | 10 |  | 30 | Aerial Transmission Line Sectioning | 01 | TRANSMISSION LINE ABS | EL10300100
|  | 10 |  | 30 |  | 02 | TRANSMISSION LINE LINK | EL10300200
|  | 10 |  | 40 | DC Cables | 01 | Positive 1500V DC Cables | EL10400100
|  | 10 |  | 40 |  | 02 | Negative 1500V DC Cables | EL10400200
|  | 10 |  | 40 |  | 03 | AC Rectifier Transformer-Rectifier Cable | EL10400300
|  | 10 |  | 50 | AC Cables | 01 | 2.2 kV AC Cables | EL10500100
|  | 10 |  | 50 |  | 02 | 11 kV AC Cables | EL10500200
|  | 10 |  | 50 |  | 03 | 25 kV AC Cables | EL10500300
|  | 10 |  | 50 |  | 04 | 33 kV AC Cables | EL10500400
|  | 10 |  | 50 |  | 05 | 66 kV AC Cables | EL10500500
|  | 10 |  | 50 |  | 06 | LV Cables | EL10500600
|  | 11 | SCADA | 10 | SCADA - Master Station | 01 | LOGICA Master Station | EL11100100
|  | 11 |  | 20 | SCADA - RTU | 01 | HUNTER WATER TECH PDS | EL11200100
|  | 11 |  | 20 |  | 02 | L&N BAKER | EL11200200
|  | 11 |  | 20 |  | 03 | L&N C225 | EL11200300
|  | 11 |  | 20 |  | 04 | L&N C25 | EL11200400
|  | 11 |  | 20 |  | 05 | L&N C5 | EL11200500
|  | 11 |  | 20 |  | 06 | FOXBORO C5 | EL11200600
|  | 11 |  | 20 |  | 07 | FOXBORO C50 | EL11200700
|  | 11 |  | 20 |  | 08 | FOXBORO SCD5200 | EL11200800
|  | 11 |  | 20 |  | 09 | FOXBORO C25 | EL11200900
|  | 11 |  | 20 |  | 10 | LOGICA MD1000 | EL11201000
|  | 11 |  | 20 |  | 11 | LOGICA MD3311 | EL11201100
|  | 11 |  | 20 |  | 12 | KINGFISHER Series 2 | EL11201200
|  | 12 | Protective Earthing, Bonding and Electrolysis Mitigation | 10 | Protective Earthing | 01 | SYSTEM SUBSTATION EARTHING SYSTEM | EL12100100
|  | 12 |  | 20 | Structure Bonding | 01 | STRUCTURE BONDING & SPARK GAP | EL12200100
|  | 12 |  | 20 |  | 02 | FERRAZ - OVERVOLTAGE PROTECTOR | EL12200200
|  | 12 |  | 20 |  | 03 | Dehn - Equipotential bonding | EL12200300
|  | 12 |  | 30 | Electrolysis Mitigation | 01 | ELECTROLYSIS DRAINAGE BOND | EL12300100
|  | 12 |  | 30 |  | 02 | ELECTROLYSIS MITIGATION - TRAD | EL12300200
|  | 12 |  | 30 |  | 03 | ELECTROLYSIS MITIGATION - DB & TRAD COMB | EL12300300
|  | 12 |  | 30 |  | 04 | SECONDARY INSULATION | EL12300400
[6 empty] | 05 | TERTIARY INSULATION | EL12300500
|  | 12 |  | 30 |  | 06 | Stray Current Monitoring System | EL12300600
|  | 12 |  | 40 | Rail Earth Contactors
|  | 12 |  | 41 | Rail Earth Contactor - Manual | 01 | RAIL EARTH CONTACTOR-SRA | EL12410100
|  | 12 |  | 41 |  | 02 | RAIL EARTH CONTACTOR-KILPATRICK GREEN | EL12410200
|  | 12 |  | 41 |  | 03 | RAIL EARTH CONTACTOR-UNITED GROUP | EL12410300
|  | 12 |  | 42 | Rail Earth Contactor - Auto | 01
|  | 12 |  | 50 | Voltage Limiting Device (VLD) | 01 | VLD- SIEMENS, SISTRAS SCD | EL12500100
|  | 12 |  | 50 |  | 02 | VLD - Secheron, VGuard-H | EL12500200
|  | 13 | Enclosures | 10 | Oil Retention and Containment | 01 | OIL RETENTION & CONTAINMENT ENCL - SPEL | EL13100100
|  | 13 |  | 20 | Outdoor Electrical Enclosures | 01 | 750V DC Switches Enclosure - GRP | EL13200100
|  | 14 | Distribution Transformers | 10 | Transformers - Oil, Silica Gel Breather Fitted
|  | 14 |  | 11 | Transformer Oil, Silica Gel Breather Fitted, Cable, Ground Type | 01 | TRAN-OIL;GEL;CABLE;GND 11/415 1MVA | EL14110100
|  | 14 |  | 11 |  | 02 | TRAN-OIL,GEL,CABLE,GND 11/415 <1MVA | EL14110200
|  | 14 |  | 11 |  | 03 | TRAN-OIL;GEL;CABLE;GND 11/415 100<300KVA | EL14110300
|  | 14 |  | 12 | Transformer Oil, Silica Gel Breather Fitted, Bushing, Ground Type | 01 | TRAN OIL,SILICA GEL,BUSHING,GRD 11/415 | EL14120100
|  | 14 |  | 12 |  | 02 | TRAN-OIL;GEL;BUSH;GND 11/415 <1MVA | EL14120200
|  | 14 |  | 12 |  | 03 | TRAN-OIL;GEL;BUSH;GND 11/415 100<300KVA | EL14120300
|  | 14 |  | 12 |  | 04 | TRAN-OIL;GEL;BUSH;GND 33/415 <1MVA | EL14120400
|  | 14 |  | 20 | Transformers - Oil, Ventilated
|  | 14 |  | 21 | Transformer Oil, Ventilated, Cable, Ground Type | 01 | TRAN-OIL;VENT;CABLE;GND 11/415 <1MVA | EL14210100
|  | 14 |  | 21 |  | 02 | TRAN-OIL;VENT;CABLE;GND 11/415 300<500KV | EL14210200
|  | 14 |  | 21 |  | 03 | TRAN-OIL;VENT;CABLE;GND 11/415 100<300KV | EL14210300
|  | 14 |  | 21 |  | 04 | TRAN-OIL,VENT,CABLE,GRND 11/415 50<100KV | EL14210400
|  | 14 |  | 21 |  | 05 | TRAN-OIL;VENT;CABLE;GND 11/120 | EL14210500
|  | 14 |  | 22 | Transformer Oil, Ventilated, Bushing, Ground Type | 01 | TRAN-OIL;VENT;BUSH;GND 11/415 <1MVA | EL14220100
|  | 14 |  | 22 |  | 02 | TRAN-OIL;VENT;BUSH;GND 11/415 300<500KVA | EL14220200
|  | 14 |  | 22 |  | 03 | TRAN-OIL;VENT;BUSH;GND 11/415 100<300KVA | EL14220300
|  | 14 |  | 22 |  | 04 | TRAN-OIL;VENT;BUSH;GND 11/415 50<100KVA | EL14220400
|  | 14 |  | 22 |  | 05 | TRAN-OIL;VENT;BUSH;GND 11/240 | EL14220500
|  | 14 |  | 23 | Transformer Oil, Ventilated, Bushing, Pole Type | 01 | TRAN-OIL;VENT;BUSH;POL 11/415 300<500KVA | EL14230100
|  | 14 |  | 23 |  | 02 | TRAN-OIL;VENT;BUSH;POL 11/415 100<300KVA | EL14230200
|  | 14 |  | 23 |  | 03 | TRAN-OIL;VENT;BUSH;POLE 11/415 50<100KVA | EL14230300
|  | 14 |  | 23 |  | 04 | TRAN-OIL;VENT;BUSH;POLE 11/415 15<50KVA | EL14230400
|  | 14 |  | 23 |  | 05 | TRAN-OIL;VENT;BUSH;POLE 11/240 | EL14230500
|  | 14 |  | 23 |  | 06 | TRAN-OIL;VENT;BUSH;POLE 11/120 | EL14230600
|  | 14 |  | 23 |  | 07 | TRAN-OIL;VENT;BUSH;POLE 11/480/120 | EL14230700
|  | 14 |  | 23 |  | 08 | TRAN-OIL;VENT;BUSH;POLE 33/415 50<100KVA | EL14230800
|  | 14 |  | 23 |  | 09 | TRAN-OIL;VENT;BUSH;POL 33/415 100<300KVA | EL14230900
|  | 14 |  | 23 |  | 10 | TRAN-OIL;VENT;BUSH;POLE 33/250 20<50KVA | EL14231000
|  | 14 |  | 23 |  | 11 | TRAN-OIL;VENT;BUSH;POLE 33/250 <20KVA | EL14231100
|  | 14 |  | 30 | Transformers - Oil, Sealed | 00
|  | 14 |  | 31 | Transformer Oil, Sealed, Bushing, Pole Type | 01 | TRAN-OIL;SEAL;BUSH;POL 11/415 100<300KVA | EL14310100
|  | 14 |  | 31 |  | 02 | TRAN-OIL;SEAL;BUSH;POLE 11/415 50<100KVA | EL14310200
|  | 14 |  | 31 |  | 03 | TRAN-OIL;SEAL;BUSH;POLE 11/240 | EL14310300
|  | 14 |  | 31 |  | 04 | TRAN-OIL;SEAL;BUSH;POLE 11/120 | EL14310400
|  | 14 |  | 31 |  | 05 | TRAN-OIL;SEAL;BUSH;POL 33/415 100<300KVA | EL14310500
|  | 14 |  | 31 |  | 06 | TRAN-OIL;SEAL;BUSH;POLE 33/415 50<100KVA | EL14310600
|  | 14 |  | 31 |  | 07 | TRAN-OIL;SEAL;BUSH;POLE 33/250 50<100KVA | EL14310700
|  | 14 |  | 31 |  | 08 | TRAN-OIL;SEAL;BUSH;POLE 33/250 20<50KVA | EL14310800
|  | 14 |  | 31 |  | 09 | TRAN-OIL;SEAL;BUSH;POLE 33/250 <20KVA | EL14310900
|  | 14 |  | 32 | Transformer Oil, Sealed, Cable, Ground | 01 | TRAN-OIL;SEAL;GRND 11/415 1MVA | EL14320100
|  | 14 |  | 33 |  | 02 | TRAN-OIL;SEAL;GRND 11/415 800KVA | EL14330200
|  | 14 |  | 33 |  | 03 | TRAN-OIL;SEAL;GRND 11/415 500KVA | EL14330300
|  | 14 |  | 33 |  | 04 | TRAN-OIL;SEAL;GRND 11/415 315KVA | EL14330400
|  | 14 |  | 33 |  | 05 | TRAN-OIL;SEAL;GRND 11/415 165KVA | EL14330500
|  | 14 |  | 33 |  | 06 | TRAN-OIL;SEAL;GRND 11/415 100KVA | EL14330600
|  | 14 |  | 33 |  | 07 | TRAN-OIL;SEAL;GRND 11/415 75KVA | EL14330700
|  | 14 |  | 40 | Transformers - Air
|  | 14 |  | 41 | Transformer Air, Cable, Ground Type | 01 | TRAN-AIR,CABLE,GRND 11/415V >1MVA | EL14410100
|  | 14 |  | 41 |  | 02 | TRAN-AIR,CABLE,GRND 11/415V 500<1000KVA | EL14410200
|  | 14 |  | 41 |  | 03 | TRAN-AIR;CABLE;GRND 11/240 | EL14410300
|  | 14 |  | 41 |  | 04 | TRAN-AIR,CABLE,GRND 11/120 | EL14410400
|  | 14 |  | 50 | Transformers - Cast Resin
|  | 14 |  | 51 | Transformer Cast Resin, Cable Ground Type | 01 | TRAN-CAST RESIN,GRND 11KV/415V >1MVA | EL14510100
|  | 14 |  | 51 |  | 02 | TRAN-CAST RESIN,TMC,11/0.415KV,1MVA | EL14510200
|  | 14 |  | 51 |  | 03 | TRAN-CAST RESIN,TMC,11/0.415KV,2MVA | EL14510300
|  | 14 |  | 60 | Transformers - Primary Voltage 2 kV | 01 | TRAN-OIL;GROUND PRIMARY 2KV | EL14600100
|  | 14 |  | 60 |  | 02 | TRAN-OIL;POLE PRIMARY 2KV | EL14600200
|  | 14 |  | 60 |  | 03 | TRAN-AIR;GROUND PRIMARY 2KV | EL14600300
|  | 15 | Electrical LV Distribution | 10 | Electrical Distribution System
|  | 15 |  | 11 | Electrical Distribution UPS | 01 | Electrical Distribution UPS | EL15110100
|  | 15 |  | 11 |  | 02 | UPS DISTRIBUTION – VERTIV | EL15110200
|  | 15 |  | 12 | Distribution Switchboards | 01 | Electrical LV Main Distribution Board | EL15120100
|  | 15 |  | 12 |  | 02 | Electrical LV Sub Distribution Board | EL15120200
|  | 15 |  | 12 |  | 03 | Change Over Panel | EL15120300
|  | 15 |  | 12 |  | 04 | CHANGE OVER PANEL – HIGH SPEED | EL15120400
|  | 15 |  | 13 | Distribution UPS Battery | 01 | BATT ENERSYS 60x2V 250AH 5OPzV250 VRLA | EL15130100
|  | 15 |  | 21 | Isolating Transformer - Indoor | 01 | TRAN-ISOL IND,240/240V,EO,C1,F0 | EL15210100
|  | 15 |  | 21 |  | 02 | TRAN-ISOL IND,240/240V,EO,C1,F1 | EL15210200
|  | 15 |  | 21 |  | 03 | TRAN-ISOL IND,240/120V,EO,C1,F0 | EL15210300
|  | 15 |  | 21 |  | 04 | TRAN-ISOL IND,240/240V,E1,C1,F1 | EL15210400
|  | 15 |  | 21 |  | 05 | TRAN-ISOL IND,240/415V,EO,C1,F0 | EL15210500
|  | 15 |  | 21 |  | 06 | TRAN-ISOL IND,240/415V,E1,C1,F1 | EL15210600
|  | 15 |  | 21 |  | 07 | TRAN-ISOL IND,415/120V,EO,C1,F0 | EL15210700
|  | 15 |  | 21 |  | 08 | TRAN-ISOL IND,415/120V,E1,C1,F1 | EL15210800
|  | 15 |  | 21 |  | 09 | TRAN-ISOL IND,415/415V,1P,E0,C1,F0 | EL15210900
|  | 15 |  | 21 |  | 10 | TRAN-ISOL IND,415/415V,1P,E1,C1,F1 | EL15211000
|  | 15 |  | 21 |  | 11 | TRAN-ISOL IND,415/415V,3P,E0,C1,F0 | EL15211100
|  | 15 |  | 21 |  | 12 | TRAN-ISOL IND,415/415V,3P,E1,C1,F1 | EL15211200
|  | 15 |  | 22 | Isolating Transformer - Outdoor Padmount | 01 | TRAN-ISOL OD-P,240/240V,EO,C1,F0 | EL15220100
|  | 15 |  | 22 |  | 02 | TRAN-ISOL OD-P,240/120V,EO,C1,F0 | EL15220200
|  | 15 |  | 22 |  | 03 | TRAN-ISOL OD-P,240/415V,EO,C1,F0 | EL15220300
|  | 15 |  | 22 |  | 04 | TRAN-ISOL OD-P,415/120V,EO,C1,F0 | EL15220400
|  | 15 |  | 22 |  | 05 | TRAN-ISOL OD-P,415/415V,1P,EO,C1,F0 | EL15220500
|  | 15 |  | 22 |  | 06 | TRAN-ISOL OD-P,415/415V,3P,EO,C1,F0 | EL15220600
|  | 15 |  | 23 | Isolating Transformer - Outdoor Freestanding | 01 | TRAN-ISOL OP-F,240/240V,EO,C1,F0 | EL15230100
|  | 15 |  | 23 |  | 02 | TRAN-ISOL OP-F,240/120V,EO,C1,F0 | EL15230200
|  | 15 |  | 23 |  | 03 | TRAN-ISOL OP-F,240/415V,EO,C1,F0 | EL15230300
|  | 15 |  | 23 |  | 04 | TRAN-ISOL OP-F,415/120V,EO,C1,F0 | EL15230400
|  | 15 |  | 23 |  | 05 | TRAN-ISOL OP-F,415/415V,1P,EO,C1,F0 | EL15230500
|  | 15 |  | 23 |  | 06 | TRAN-ISOL OP-F,415/415V,3P,EO,C1,F0 | EL15230600
|  | 16 | Fault Protection | 10 | DC Protections
|  | 16 |  | 11 | DCCB Delta I Protection | 01 | DCCB DELTA I PROTECTION - TSUDA | EL16110100
|  | 16 |  | 11 |  | 02 | DCCB DELTA I PROTECTION – SMC, SWARTZ 76 | EL16110200
|  | 16 |  | 12 | DCCB Frame Leakage System | 01 | DCCB FRAME LEAKAGE PROTECTION-SUBSTATION | EL16120100
|  | 16 |  | 12 |  | 02 | DCCB F/LEAKAGE PROT-SUB HUNDT&WEBER | EL16120200
|  | 16 |  | 12 |  | 03 | DCCB F/LEAK PROT SUB -COMMON EQUIP PANEL | EL16120300
|  | 16 |  | 12 |  | 04 | DCCB FRAME LEAKAGE PROTECTION-SECTIONHUT | EL16120400
|  | 16 |  | 13 | DCCB Numeric Relays | 01 | DCCB Numeric Relay U-MLEs-PLS-Ts | EL16130100
|  | 16 |  | 14 | DC-Inter Tripping Protection | 01 | DC-Inter Tripping Protection | EL16140100
|  | 16 |  | 20 | AC Protection - Electro - Mechanical Relays
|  | 16 |  | 21 | Pilot Wire Relays | 01 | PILOT WIRE RELAY HMB4 | EL16210100
|  | 16 |  | 21 |  | 02 | PILOT WIRE RELAY HO4 / HO2 | EL16210200
|  | 16 |  | 21 |  | 03 | PILOT WIRE RELAY MBCI | EL16210300
|  | 16 |  | 21 |  | 04 | PILOT WIRE RELAY - AREVA MHOBO4 | EL16210400
|  | 16 |  | 22 | Transformer Differential Relays | 01 | TRANS DIFFERENTIAL RELAY DDT | EL16220100
|  | 16 |  | 22 |  | 02 | TRANS DIFFERENTIAL RELAY CA | EL16220200
|  | 16 |  | 22 |  | 03 | TRANS DIFFERENTIAL RELAY DUO BIAS | EL16220300
|  | 16 |  | 22 |  | 04 | TRANS DIFFERENTIAL RELAY RADSB | EL16220400
|  | 16 |  | 22 |  | 05 | TRANS DIFFERENTIAL RELAY MBCH | EL16220500
|  | 16 |  | 23 | Bus Zone Relays | 01 | BUS ZONE RELAY CAG34 | EL16230100
|  | 16 |  | 23 |  | 02 | BUS ZONE RELAY MCAG 34 | EL16230200
|  | 16 |  | 23 |  | 03 | BUS ZONE RELAY VTX (CURRENT TRANS SUPY) | EL16230300
|  | 16 |  | 23 |  | 04 | BUS ZONE RELAY 7VH60 | EL16230400
|  | 16 |  | 24 | Inverse Definite Minimum Time (Non-directional) Relays | 01 | INV DEF MINTIME (NON DIRCT'L) RLY S | EL16240100
|  | 16 |  | 24 |  | 02 | INV DEF MINTIME (NON DIRCT'L) RLY CTG25 | EL16240200
|  | 16 |  | 24 |  | 03 | INV DEF MINTIME (NON DIRCT'L) RLY CDG 11 | EL16240300
|  | 16 |  | 24 |  | 04 | INV DEF MINTIME (NON DIRCT'L) RLY CO/CO | EL16240400
|  | 16 |  | 24 |  | 05 | INV DEF MINTIME (NON DIRCT'L) RLY CO7 | EL16240500
|  | 16 |  | 24 |  | 06 | INV DEF MINTIME (NON DIRCT'L) RLY CO8 | EL16240600
|  | 16 |  | 24 |  | 07 | INV DEF MINTIME (NON DIRCT'L) RLY CO11 | EL16240700
|  | 16 |  | 24 |  | 08 | INV DEF MINTIME (NON DIRCT'L) RLY TJY | EL16240800
|  | 16 |  | 24 |  | 09 | INV DEF MINTIME (NON DIRCT'L) RLY COG-2 | EL16240900
|  | 16 |  | 24 |  | 10 | INV DEF MINTIME (NON DIRCT'L) RLY PBO | EL16241000
|  | 16 |  | 24 |  | 11 | INV DEF MINTIME (NON DIRCT'L) RLY 1A201 | EL16241100
|  | 16 |  | 24 |  | 12 | INV DEF MINTIME (NON DIRCT'L) RLY R1 | EL16241200
|  | 16 |  | 24 |  | 13 | INV DEF MINTIME (NON DIRCT'L) RLY TJM10 | EL16241300
|  | 16 |  | 24 |  | 14 | INV DEF MINTIME (NON DIRCT'L) RLY RA14 | EL16241400
|  | 16 |  | 24 |  | 15 | INV DEF MINTIME (NON DIRCT'L) RLY K10-LF | EL16241500
|  | 16 |  | 24 |  | 16 | INV DEF MINTIME (NON DIRCT'L) RLY R1337 | EL16241600
|  | 16 |  | 24 |  | 17 | INV DEF MINTIME (NON DIRCT'L) RLY CDG64 | EL16241700
|  | 16 |  | 24 |  | 18 | INV DEF MINTIME (NON DIRCT'L) RLY MCSU | EL16241800
|  | 16 |  | 24 |  | 19 | INV DEF MINTIME (NON DIRCT'L) RLY CDG61 | EL16241900
|  | 16 |  | 24 |  | 20 | INV DEF MINTIME (NON DIRCT'L) RLY CDG31 | EL16242000
|  | 16 |  | 25 | Inverse Definite Minimum Time (Directional) Relays | 01 | INV DEF MINTIME (DIRCT'L) RLY CR/CR(LE) | EL16250100
|  | 16 |  | 25 |  | 02 | INV DEF MINTIME (DIRCT'L) RLY CR7/CRP7 | EL16250200
|  | 16 |  | 25 |  | 03 | INV DEF MINTIME (DIRCT'L) RLY CDD | EL16250300
|  | 16 |  | 26 | Definite Time Relays | 01 | DEFINITE TIME RELAY CAG33 VTT | EL16260100
|  | 16 |  | 27 | Directional Relays | 01 | DIRECTIONAL RELAY PCD | EL16270100
|  | 16 |  | 27 |  | 02 | DIRECTIONAL RELAY METI | EL16270200
|  | 16 |  | 27 |  | 03 | DIRECTIONAL RELAY H3 | EL16270300
|  | 16 |  | 28 | Instantaneous Relays | 01 | INSTANTANEOUS RELAY CAG39 (GEC) | EL16280100
|  | 16 |  | 28 |  | 02 | INSTANTANEOUS RELAY MH - E (MITSUBISHI) | EL16280200
|  | 16 |  | 28 |  | 03 | INSTANTANEOUS RELAY FGL (AEI/GEC) | EL16280300
|  | 16 |  | 28 |  | 04 | INSTANTANEOUS RELAY SC-1 (BROWN BOVERI) | EL16280400
|  | 16 |  | 28 |  | 05 | INSTANTANEOUS RELAY RB (BROWN BOVERI) | EL16280500
|  | 16 |  | 28 |  | 06 | INSTANTANEOUS RELAY R1304 | EL16280600
|  | 16 |  | 28 |  | 07 | INSTANTANEOUS RELAY HEQ - HA (MEIDENSHA) | EL16280700
|  | 16 |  | 28 |  | 08 | INSTANTANEOUS RELAY CAG33 (GEC) | EL16280800
|  | 16 |  | 28 |  | 09 | INSTANTANEOUS RELAY CAG13 (GEC) | EL16280900
|  | 16 |  | 28 |  | 10 | INSTANTANEOUS RELAY CAG14 (GEC) | EL16281000
|  | 16 |  | 28 |  | 11 | INSTANTANEOUS RELAY CAG32 (GEC) | EL16281100
|  | 16 |  | 28 |  | 12 | INSTANTANEOUS RELAY MCRI (GEC) | EL16281200
|  | 16 |  | 28 |  | 13 | INSTANTANEOUS RELAY MCAG33 (AREVA) | EL16281300
|  | 16 |  | 28 |  | 14 | INSTANTANEOUS RELAY - MCAG39 | EL16281400
|  | 16 |  | 28 |  | 15 | INSTANTANEOUS RELAY MCTI39 | EL16281500
|  | 16 |  | 28 |  | 16 | INSTANTANEOUS RELAY MCAG14 (AREVA) | EL16281600
|  | 16 |  | 29 | Auxiliary Relays | 01 | AUXILIARY RELAY vVAA21 GEC | EL16290100
|  | 16 |  | 29 |  | 02 | AUXILIARY RELAY VTT - TIMER | EL16290200
|  | 16 |  | 29 |  | 03 | AUXILIARY RELAY VAJ - MULTI TRIP | EL16290300
|  | 16 |  | 29 |  | 04 | AUXILIARY RELAY MVAJ - MULTI TRIP | EL16290400
|  | 16 |  | 29 |  | 05 | AUXILIARY RELAY RPL - MULTI TRIP | EL16290500
|  | 16 |  | 29 |  | 06 | AUXILIARY RELAY MTM | EL16290600
|  | 16 |  | 29 |  | 07 | AUXILIARY RELAY MTA | EL16290700
|  | 16 |  | 29 |  | 08 | AUXILIARY RELAY IT10 (T-C-S) | EL16290800
|  | 16 |  | 29 |  | 09 | AUXILIARY RELAY 1X10 (FUSE SUPERVISION) | EL16290900
|  | 16 |  | 29 |  | 10 | AUXILIARY RELAY 34B2K8 RMS SR/RR INTERT | EL16291000
|  | 16 |  | 29 |  | 11 | AUXILIARY RELAY VAA21 RECTIFIER | EL16291100
|  | 16 |  | 29 |  | 12 | AUXILIARY RELAY GCM05 (GEC/ALSTOM) | EL16291200
|  | 16 |  | 29 |  | 13 | AUXILIARY RELAY CAF (GEC) | EL16291300
|  | 16 |  | 29 |  | 14 | AUXILIARY RELAY LG2 UNDER VOLTAGE(OMRON) | EL16291400
|  | 16 |  | 30 | AC Protection - Numeric Relays
|  | 16 |  | 31 | Numeric Relays - Overcurrent and Earth Fault | 01 | NUMERIC RLY-OVRCNT&ERTH MCGG 52 | EL16310100
|  | 16 |  | 31 |  | 02 | NUMERIC RLY-OVRCNT&ERTH MCGG 82 | EL16310200
|  | 16 |  | 31 |  | 03 | NUMERIC RLY-OVRCNT&ERTH KCEG 140 | EL16310300
|  | 16 |  | 31 |  | 04 | NUMERIC RLY-OVRCNT&ERTH MCGG 22 | EL16310400
|  | 16 |  | 31 |  | 05 | NUMERIC RLY-OVRCNT&ERTH ALSTOM MCGG41 | EL16310500
|  | 16 |  | 31 |  | 06 | NUMERIC RLY-OVRCNT&ERTH ALSTOM MCGG53 | EL16310600
|  | 16 |  | 31 |  | 07 | NUMERIC RLY-OVRCNT&ERTH ALSTOM KCGG142 | EL16310700
|  | 16 |  | 31 |  | 08 | NUMERIC RLY-OVRCNT&ERTH ALSTOM KCEG142 | EL16310800
|  | 16 |  | 31 |  | 09 | NUMERIC RLY-OVRCNT&ERTH MERLIN VIP35 | EL16310900
|  | 16 |  | 31 |  | 10 | NUMERIC RLY-OVRCNT&ERTH MERLIN VIP300LL | EL16311000
|  | 16 |  | 31 |  | 11 | NUMERIC RLY-OVRCNT&ERTH AREVA P121 | EL16311100
|  | 16 |  | 31 |  | 12 | NUMERIC RLY-OVRCNT&ERTH AREVA P122 | EL16311200
|  | 16 |  | 31 |  | 13 | NUMERIC RLY-OVRCNT&ERTH AREVA P123 | EL16311300
|  | 16 |  | 31 |  | 14 | NUMERIC RLY-OVRCNT&ERTH AREVA P127 | EL16311400
|  | 16 |  | 31 |  | 15 | NUMERIC RLY-OVRCNT&ERTH SIEMENS 7SJ600 | EL16311500
|  | 16 |  | 31 |  | 16 | NUMERIC RLY-OVRCNT&ERTH SIEMENS 7SJ61 | EL16311600
|  | 16 |  | 31 |  | 17 | NUMERIC RLY-OVRCNT&ERTH MERLIN G VIP30 | EL16311700
|  | 16 |  | 31 |  | 18 | NUMERIC RLY-OVRCNT&ERTH MERLIN G VIP201 | EL16311800
|  | 16 |  | 31 |  | 19 | NUMERIC RLY-OVRCNT&ERTH AREVA P124 | EL16311900
|  | 16 |  | 32 | Numeric Relays - Transformer Protection | 01 | NUMERIC RELAY-TRANS PROTECTN AREVA P632 | EL16320100
|  | 16 |  | 32 |  | 02 | NUMERIC RELAY-TRANS PROTECTN KBCH130 | EL16320200
|  | 16 |  | 33 | Numeric Relays - Feeder Protection | 01 | NUMERIC RELAY-FDR PROTECTN SIEMENS7SD511 | EL16330100
|  | 16 |  | 33 |  | 02 | NUMERIC RELAY-FDR PROTECTN SIEMENS7SD610 | EL16330200
|  | 16 |  | 33 |  | 03 | NUMERIC RELAY-FDR PROTECTN AREVA P521 | EL16330300
|  | 16 |  | 33 |  | 04 | NUMERIC RELAY-FDR PROTECTN AREVA P543 | EL16330400
|  | 16 |  | 33 |  | 05 | NUMERIC RELAY-FDR PROTECTN AREVA P541 | EL16330500
|  | 16 |  | 34 | Numeric Relays - Harmonic Filter | 01 | NUMERIC RLY-HARM FILT PROT STRIKE RLC04 | EL16340100
|  | 16 |  | 40 | Communication (Point to Point) | 01 | PILOT CABLE (UNMONITORED) | EL16400100
|  | 16 |  | 40 |  | 02 | PILOT CABLE (MONITORED) | EL16400200
|  | 16 |  | 40 |  | 03 | SJA (PILOT WIRE SUPERVISION RELAY) | EL16400300
|  | 16 |  | 40 |  | 04 | MRTP03 (PILOT WIRE SUPERVISION RELAY) | EL16400400
|  | 16 |  | 40 |  | 05 | COMMS (COPPER/FIBRE INTERFACE) AREV P595 | EL16400500
|  | 16 |  | 40 |  | 06 | KITZ SERIAL COMMS INTERFACE (GEC/ALSTOM) | EL16400600
|  | 16 |  | 40 |  | 07 | MINI STAR COULPER (SIEMENS) | EL16400700
|  | 16 |  | 40 |  | 08 | COMMS - SIGNAL CONVERTER RS485 TO FIBRE | EL16400800
|  | 16 |  | 40 |  | 09 | COMMS - SIGNAL CONVERTER RS232 TO FIBRE | EL16400900
|  | 16 |  | 40 |  | 10 | COMMS - REMOTE IO MODULE SEL-2505 | EL16401000
|  | 16 |  | 40 |  | 11 | COMMS - FIBRE OPTIC TRANSCEIVER SEL-2831 | EL16401100
|  | 16 |  | 50 | AC Protection - Bulk Supply Point | 01 | BULK SUPPLY POINT PROTECTION | EL16500100
|  | 18 | Voltage Transformers and Current Transformers | 10 | Voltage Transformers | 01 | VOLTAGE TRANSFORMER-OIL FILLED OUTDOOR | EL18100100
|  | 18 |  | 10 |  | 02 | VOLTAGE TRANSFORMER-OIL FILLED INDOOR | EL18100200
|  | 18 |  | 10 |  | 03 | VOLTAGE TRANSFORMER-RESIN TYPE FIXED O/D | EL18100300
|  | 18 |  | 10 |  | 04 | VOLTAGE TRANSFORMER-RESIN TYPE FIXED I/D | EL18100400
|  | 18 |  | 10 |  | 05 | VOLTAGE TRANSFORMER-RESIN TYPE WITHDRAW | EL18100500
|  | 18 |  | 20 | Current Transformers | 01 | CURRENT TRANSFORMER-OIL FILLED POST TYPE | EL18200100
|  | 18 |  | 20 |  | 02 | CURRENT TRANSFORMER-RESIN TYPE FIXED O/D | EL18200200
|  | 19 | AC High Voltage Harmonic Filters | 10 | AC High Voltage Harmonic Filters
|  | 19 |  | 11 | 33KV Harmonic Filter | 01 | HARMONIC FILTER, SCHNEIDER,33KV,4MVAR | EL19110100
|  | 19 |  | 11 |  | 02 | HARMONIC FILTER, O.N.E,33KV,4MVAR | EL19110200
|  | 19 |  | 12 | 11KV Harmonic Filter | 01 | HARMONIC FILTER, SCHNEIDER,11KV,0.5MVAR | EL19120100
|  | 19 |  | 12 |  | 02 | HARMONIC FILTER, SCHNEIDER,11KV,2MVAR | EL19120200
|  | 19 |  | 12 |  | 03 | HARMONIC FILTER, O.N.E,11KV,2MVAR | EL19120300
|  | 19 |  | 12 |  | 04 | HARMONIC FILTER,O.N.E,11KV,0.5MVAR | EL19120400
|  | 20 | Fault Current Limiters | 10 | Neutral Earth Resistors | 01 | Neutral Earth Resistor | EL20100100

## 7.Fleet
TMC Framework for Fleet
LEVEL 1 |  | RS | RS | RB |  | RC |  |  | RD | RE |  | RH |  | RI |  | RK |  | RM |  | RN |  | RO |  | RW |  | RR |  | RT |  | RX | [11 empty] | XA |  | MP |  | WG
LEVEL 2
LEVEL 3 | 00 | 01 |  | 02 |  | 03 |  | 04 |  | 05 |  | 06 |  | 07 |  | 08 |  | 09 |  | 10 |  | 11 |  | 12 |  | 13 |  | 14 |  | 15 |  | 16 |  | 17 |  | 18 |  | 19 |  | 20 |  | 19 | 20 | 20 |  | 21
| GENERAL | BODY |  | BOGIE |  | INTERCAR CONNECTORS |  | DOOR SYSTEMS |  | BRAKING SYSTEMS |  | PNEUMATICS (Other Than Braking) |  | AUXILIARY EQUIPMENT |  | CLIMATE CONTROL |  | TRACTION SYSTEMS |  | AUXILIARY POWER SUPPLY |  | MAIN POWER SUPPLY |  | LIGHTING |  | INDICATORS, CONTROL & MONITORING SYSTEMS |  | COMMUNICATIONS |  | WATER SYSTEMS |  | CATERING EQUIPMENT |  | ON-TRACK FUNCTIONAL UNIT |  | DIESEL ENGINE SYSTEMS (MAIN ENGINE) |  | OFF-TRACK FUNCTIONAL UNIT |  | HYDRAULIC SYSTEM |  | OFF TRACK FUNCTIONAL UNIT |  | HYDRAULIC SYSTEM |  | EXTERNAL MEASUREMENT SYSTEMS
LEVEL 4 |  | 01 | Shell / Structure | 01 | Frame Assembly | 01 | Automatic Coupler (incl. Scharfenberg / Dellner / Sharon / Mini Scharfenberg) | 01 | Terminal End Door | 01 | Safety Apparatus | 01 | Main Air Compressor | 01 | Windscreen Wipers | 01 | Air Conditioner Passengers | 01 | Traction Motor (AC or DC) | 01 | Static Inverter / Electrical Auxiliary Power Supply (EAPS) | 01 | Pantograph | 01 | Saloon Lights | 01 | Drivers Interface | 01 | Metronet Train Radio | 01 | Toilet | 01 | Buffet Equipment | 01 | Hopper | 01 | Engine Components | 01 | 4 in 1 Bucket | 01 | Hydraulic Motor / Pump | 01 | Bucket | 01 | Hydraulic Motor / Pump | 01 | Train Localisation System
|  | 02 | Underframe | 02 | Primary Suspension | 02 | Semi Permanent Coupler | 02 | Crew Bodyside Door | 02 | Brake Controller (Not Combined) | 02 | Pantograph Air Compressor | 02 | Windscreen Washer | 02 | Crew Heat | 02 | Traction Power Elements | 02 | Batteries | 02 | Auxiliary HT Switch | 02 | Crew Lights | 02 | Guards Interface | 02 | Vacant | 02 | Drinking Water | 02 | Crew Self Catering Equipment | 02 | Conveyor | 02 | Starter System | 02 | Bucket | 02 | Hydraulic Hoses | 02 | Blade | 02 | Hydraulic Hoses | 02 | Track Geometry Measurement System
|  | 03 | External Fittings | 03 | Secondary Suspension | 03 | Emergency / Transition Coupler | 03 | Crew Transverse Door (Cab / Saloon Security) | 03 | Automatic | 03 | Vacant | 03 | Air Horn | 03 | Duct Work | 03 | Traction Control Systems (Low Voltage Elements) | 03 | Battery Charger | 03 | Auxiliary Contactor | 03 | Headlight / Foglight | 03 | Indicators | 03 | Public Address (PA) / Intercomm | 03 | Hand Washing | 03 | Catering Trolley | 03 | Side Plough | 03 | Air System | 03 | Blade | 03 | Hydraulic Filters | 03 | Broom | 03 | Hydraulic Filters | 03 | Vacant
|  | 04 | Internal Fittings | 04 | Axle Box | 04 | Intercar Gangway | 04 | Passenger Bodyside Door | 04 | Electropneumatic & Electronic Control | 04 | Cocks & Valves | 04 | Vacant | 04 | Air Conditioner Crew | 04 | Drive Train | 04 | Shore Supply | 04 | High Speed Circuit Breaker | 04 | Marker & Ancillary Lights | 04 | Vacant | 04 | Vacant | 04 | Shower |  |  | 04 | Centre Plough | 04 | Fuel System | 04 | Broom | 04 | Hydraulic Tank | 04 | Drill Rig | 04 | Hydraulic Tank | 04 | Rail Corrugation Measurement System
|  | 05 | Windows | 05 | Wheel & Axle | 05 | Intercar Electrical Connections | 05 | Intermediate End Door / Intercar Door | 05 | Wheel Slide Protection (WSP) | 05 | Air Dryer Filter System | 05 | CD Player & Commercial Radio |  |  | 05 | Main Alternator | 05 | Vacant | 05 | No Volt Supply System / Supply Protection | 05 | Toilet Lights | 05 | Train Management System / eTIS / TOS | 05 | Passenger Emergency | 05 | Calorifier / Hot Water Tank |  |  | 05 | Chute | 05 | Lubrication System | 05 | Drill Rig | 05 | Accumulators | 05 | Crane | 05 | Accumulators | 05 | Overhead Line Measurement System
|  | 06 | Crew Emergency Equipment | 06 | Vacant | 06 | Intercar Air Hoses | 06 | Saloon Transverse Door | 06 | Parking Brake | 06 | Reservoir | 06 | Demister |  |  | 06 | Main Generator | 06 | Motor Alternator | 06 | Vacant |  |  | 06 | Speed Sensor / Axle Sensors | 06 | Passenger Information System | 06 | Freshwater Tank |  |  | 06 | Ballast Chain | 06 | Coolant / Hydraulic System | 06 | Crane | 06 | Greasing Systems | 06 | Jib | 06 | Greasing Systems | 06 | Asset Inspection & Mapping System
|  | 07 | Drains | 07 | Piping Assembly | 07 | Buffer | 07 | Crew Internal Door (Other) (Driver's Door) | 07 | Brake Cylinders / Actuators | 07 | Pressure Switch |  |  |  |  | 07 | Traction Control Systems (High Voltage Elements) | 07 | Vacant | 07 | Vacant |  |  | 07 | ATP / ATC / AMS | 07 | Vacant | 07 | Water Sprayer |  |  | 07 | Vibration Unit (Other than Tamper) | 07 | Exhaust System | 07 | Jib | 07 | Emergency Pump | 07 | Sleeper Grab | 07 | Emergency Pump | 07 | Overhead Wiring High Speed Visual Imaging System
|  | 08 | Seats | 08 | Vacant |  |  | 08 | Toilet Door / Disabled Toilet Door | 08 | Brake Rigging | 08 | Hoses & Pipework | [6 empty] | 08 | Auxiliary Power Supply System | 08 | Earth Return Axle Cap |  |  | 08 | Data Logger / Event Recorder | 08 | Telephone | 08 | Flexible Water Hoses |  |  | 08 | Lift/Line Reference | 08 | Control / Protection System | 08 | Sleeper Grab | 08 | Hydraulic Cylinders | 08 | Tyne | 08 | Hydraulic Cylinders | 08 | Track Video Surveillence System
|  | 09 | Hatches | [6 empty] | 09 | Brake Piping | 09 | Pantograph Foot Pump | [6 empty] | 09 | Auxiliary Supply Diesel Engine | 09 | Earth Return |  |  | 09 | Engine Monitoring System / Sensors | 09 | Bell System |  |  |  |  | 09 | Satellite Unit | 09 | Fire Detection / Protection System | 09 | Vacant | 09 | Hydraulic Valves | 09 | Grinder | 09 | Hydraulic Valves
|  | 10 | Vacant | [6 empty] | 10 | Filters & Strainers | [8 empty] | 10 | Power Conversion HT Supply & Protection | 10 | Lightning Arrester / Surge Diverter |  |  | 10 | CCTV System | 10 | Hand Portable Radio |  |  |  |  | 10 | Lift/Line Unit | 10 | Vacant | 10 | Tyne | 10 | Hydraulic Oil Coolers | 10 | Slasher | 10 | Hydraulic Oil Coolers
|  | 11 | Signage & Paintwork | [6 empty] | 11 | Hand Brake | [10 empty] | 11 | RLC Filter (50 Hz Impedence Boost) |  |  | 11 | Data Radio Transmission System | 11 | Digital Train Radio (DTRS) |  |  |  |  | 11 | Shaker Box |  |  | 11 | Grinder |  |  | 11 | Trailer
|  | 12 | Cables & Wiring | [6 empty] | 12 | Vacant | [14 empty] | 12 | Fire Detection System (VESDA) | 12 | ICE Radio or NTCS Radio |  |  |  |  | 12 | Road/Rail |  |  | 12 | Slasher |  |  | 12 | Scissor Lift
[10 empty] | 13 | Electric Brake | [14 empty] | 13 | AEI Tags | [6 empty] | 13 | Tamper Workhead / Tamper Vibration Unit |  |  | 13 | Trailer |  |  | 13 | Boom (Bucket)
[10 empty] | 14 | Hydraulic Brake | [14 empty] | 14 | Global Positioning System | [6 empty] | 14 | OHW Cable Drum Support |  |  | 14 | Scissor Lift |  |  | 14 | Hydraulic Cylinder
[26 empty] | 15 | Emergency Stop | [6 empty] | 15 | OHW Support Boom |  |  | 15 | Boom (Bucket) |  |  | 15 | Crawler
[26 empty] | 16 | Reverse Buzzer | [6 empty] | 16 | Rail Clamp / Roller / Hook |  |  | 16 | Crawler |  |  | 16 | Mobile Crusher
LEVEL 4 | [25 empty] | 17 | Anti-Collision System | [6 empty] | 17 | Regulator Boom | [6 empty] | 17 | Mobile Ballast Screening Plant
[26 empty] | 18 | Vacant | [6 empty] | 18 | OHW Boom | [6 empty] | 18 | Simulator
[26 empty] | 19 | Crew Workstation (other than driver / guard) | [6 empty] | 19 | OHW Scissor | [6 empty] | 19 | Transporter
[26 empty] | 20 | PLC System (Heavy Plant) | [6 empty] | 20 | Crane
[26 empty] | 21 | Graffiti / Vandalism Detection | [6 empty] | 21 | Twistlock
[26 empty] | 22 | Drivers / Guards Display Console / Machine Interface (DMI) | [6 empty] | 22 | Solar Panels
[26 empty] | 23 | Automatic Lining Control (ALC) System (Heavy Plant) | [6 empty] | 23 | Side Dump Tipping Mechanism
[26 empty] | 24 | Track Circuit Assistor | [6 empty] | 24 | Rail Gates
[26 empty] | 25 | Pantograph Collision Detection System | [6 empty] | 25 | Rail Rollers
[34 empty] | 26 | Sleeper Support

## 8.Technology & Telecom
TMC Framework for Technology & Telecommunications
Level 1: Code | Level 1: Description | Level 2: Code | Level 2: Description | Level 3: Code | Level 3: Description | Level 4: Code | Level 4: Description | New TMC
TE | Technology & Telecommunications | 01 | Wireless Systems | 10 | Train Control Radio Systems
|  | 01 |  | 11 | Metronet Train Radio System | 00 | Metronet Train Radio System | TE01110000
|  | 01 |  | 12 | Digital Train Radio System (DTRS) | 00 | Digital Train Radio System (DTRS) | TE01120000
|  | 01 |  | 12 |  | 01 | DTRS Core System | TE01120100
|  | 01 |  | 12 |  | 02 | DTRS Basestation | TE01120200
|  | 01 |  | 12 |  | 03 | DTRS Workstations | TE01120300
|  | 01 |  | 12 |  | 04 | DTRS Transponder | TE01120400
|  | 01 |  | 13 | WB RADIO System | 00 | WB RADIO System | TE01130000
|  | 01 |  | 14 | Yard Radio System | 00 | Yard Radio System | TE01140000
|  | 01 |  | 15 | Diesel Fleet Communication System | 00 | Diesel Fleet Communication System | TE01150000
|  | 01 |  | 16 | External Operator Train Radio System | 01 | NTCS System | TE01160100
|  | 01 |  | 20 | Operational & Maintenance Radio Systems
|  | 01 |  | 21 | Station Operations Radio System | 00 | Station Operations Radio System | TE01210000
|  | 01 |  | 22 | Worksite Radio System | 00 | Worksite Radio System | TE01220000
|  | 01 |  | 30 | External Agency Radios
|  | 01 |  | 31 | GRN Radio System | 00 | GRN Radio System | TE01310000
|  | 01 |  | 40 | Communication Telemetry Systems
|  | 01 |  | 41 | Train Telemetry Radio System | 01 | CTIP (Common Telemetry Infrastr Platf) | TE01410100
|  | 01 |  | 50 | Wireless Support Systems
|  | 01 |  | 51 | Radio | 00 | Radio | TE01510000
|  | 01 |  | 52 | BDA (BI-DIRECTIONAL AMPLIFIER) | 00 | BDA (BI-DIRECTIONAL AMPLIFIER) | TE01520000
|  | 01 |  | 53 | Wireless Links | 00 | Wireless Links | TE01530000
|  | 01 |  | 53 |  | 01 | UHF LINK | TE01530100
|  | 01 |  | 53 |  | 02 | Airmux 400H | TE01530200
|  | 01 |  | 54 | Incidence Response Trailer | 00 | Incidence Response Trailer | TE01540000
|  | 01 |  | 54 |  | 01 | Mobile Incident Response Unit (MIRU) | TE01540100
|  | 01 |  | 55 | Leaky Feeder Cable | 00 | Leaky Feeder Cable | TE01550000
|  | 02 | Carrier Wireless systems | 10 | Carrier Mobile Phones | 01 | 3G Mobile Phone | TE02100100
|  | 02 |  | 10 |  | 02 | 4G Mobile Phone | TE02100200
|  | 02 |  | 20 | Carrier Radio Networks | 01 | Telstra Mobile Radio Network | TE02200100
|  | 02 |  | 20 |  | 02 | Optus Mobile Radio Network | TE02200200
|  | 02 |  | 20 |  | 03 | Vodafone Mobile Radio Network | TE02200300
|  | 03 | Network Control Centre Support Systems | 10 | Voice Recorders Systems | 01 | Analaogue Voice Recorder System | TE03100100
|  | 03 |  | 20 | Voice Communication Systems | 00 | Voice Communications System (VCS) | TE03200000
|  | 03 |  | 30 | Control Centre Voice Systems | 00 | Control Centre Voice System | TE03300000
|  | 03 |  | 30 |  | 01 | Signal Box Telephone Key Boxes | TE03300100
|  | 03 |  | 30 |  | 02 | Magneto Interface to Ericsson Exchange | TE03300200
|  | 03 |  | 30 |  | 03 | BASE2 Stand-alone USC | TE03300300
|  | 03 |  | 40 | Control Centre CCTV Systems | 01 | Level Crossing CCTV System | TE03400100
|  | 03 |  | 50 | Control Centre Data Systems | 01 | Data Server | TE03500100
|  | 03 |  | 50 |  | 02 | Firewall | TE03500200
|  | 03 |  | 50 |  | 03 | GPS Receiver | TE03500300
|  | 03 |  | 50 |  | 04 | GPS Clock | TE03500400
|  | 03 |  | 50 |  | 05 | Workstation | TE03500500
|  | 03 |  | 50 |  | 06 | Media Converters | TE03500600
|  | 04 | Voice Systems | 10 | Telephony Switch Exchange | 01 | Aastra Telephony Switch Exchange | TE04100100
|  | 04 |  | 20 | Telephone Server Exchange | 01 | Aastra Telephone Server Exchange | TE04200100
|  | 04 |  | 30 | Telephone Handsets | 00 | Telephone Handsets | TE04300000
|  | 04 |  | 30 |  | 01 | Digital Handsets | TE04300100
|  | 04 |  | 30 |  | 02 | Analogue Handsets | TE04300200
|  | 04 |  | 30 |  | 03 | VOIP Handsets | TE04300300
|  | 04 |  | 40 | VOIP Server software | 00 | VOIP Server software | TE04400000
|  | 05 | Condition Monitoring Systems | 10 | Train Monitoring Systems
|  | 05 |  | 11 | Trackside Train Running Monitoring System | 01 | VEIC Brake and Bearing Temp (VEIC BBT) | TE05110100
|  | 05 |  | 11 |  | 02 | VAE Bearing and Brake Temperature | TE05110200
|  | 05 |  | 11 |  | 03 | Acoustic Bearing Monitor (ABM) System | TE05110300
|  | 05 |  | 11 |  | 04 | Angle Of Attack (AOA) System | TE05110400
|  | 05 |  | 11 |  | 05 | Wheel Impact Detector (WILD) | TE05110500
|  | 05 |  | 11 |  | 06 | Dynamic Overload Detector Weighbridge | TE05110600
|  | 05 |  | 11 |  | 07 | Train Noise Monitoring System | TE05110700
|  | 05 |  | 11 |  | 08 | Pantograph Condition Monitoring System | TE05110800
|  | 05 |  | 12 | Trackside Train Stabling Monitoring System | 01 | Static Overload Detector Weighbridge | TE05120100
|  | 05 |  | 12 |  | 02 | Ground Bourne Noise System | TE05120200
|  | 05 |  | 13 | Information Monitoring System | 01 | Condition Monitoring Information System | TE05130100
|  | 05 |  | 13 |  | 02 | Wayside Information Monitoring System | TE05130200
|  | 05 |  | 20 | Condition Monitoring Facilities | 01 | Condition Monitoring Power Supply | TE05200100
|  | 05 |  | 20 |  | 02 | Condition Monitoring Power Supply - UPS | TE05200200
|  | 05 |  | 20 |  | 03 | Condition Monitoring Power Supply-Invrtr | TE05200300
|  | 05 |  | 20 |  | 04 | Condition Monitoring Power Supply 48&240 | TE05200400
|  | 05 |  | 20 |  | 05 | Condition Monitoring Power Supply 48 | TE05200500
|  | 06 | Mobile Inspection Systems | 10 | Rail Infrastructure Inspection Systems | 01 | Mechanised Track Inspection System | TE06100100
|  | 06 |  | 10 |  | 02 | Track Geometry Measurement System | TE06100200
|  | 06 |  | 10 |  | 03 | Rail Profile Measurement System | TE06100300
|  | 06 |  | 10 |  | 04 | Overhead Line Measurement System | TE06100400
|  | 06 |  | 10 |  | 05 | Overhead Line Visual Inspection System | TE06100500
|  | 06 |  | 10 |  | 06 | Rail Corrugation Measurement System | TE06100600
|  | 06 |  | 10 |  | 07 | Asset Inspection and Mapping System | TE06100700
|  | 06 |  | 10 |  | 08 | Track Video Surveillance System | TE06100800
|  | 06 |  | 10 |  | 09 | Train Localisation System | TE06100900
|  | 06 |  | 10 |  | 10 | Data Management System | TE06101000
|  | 06 |  | 10 |  | 11 | Self Control System | TE06101100
|  | 06 |  | 10 |  | 12 | Critical Defect Client System | TE06101200
|  | 06 |  | 20 | Arial Inspection System | 01 | Remotely Piloted Aircraft System | TE06200100
|  | 07 | Rail Scada Systems | 10 | Rail Scada Systems | 00 | Rail Electrical Scada System | TE07100000
|  | 07 |  | 10 |  | 01 | Electrical SCADA Master Station | TE07100100
|  | 07 |  | 10 |  | 02 | Electrical Remote Terminal Unit (RTU) | TE07100200
[6 empty] | 03 | Communication Equipment | TE07100300
|  | 07 |  | 10 |  | 04 | SCADA Control Centre Workstation | TE07100400
|  | 07 |  | 10 |  | 05 | Mass Trip Enclosure | TE07100500
|  | 07 |  | 20 | PLC System | 01 | PLC Unit | TE07200100
|  | 08 | Communications Network | 10 | Communications Power Supplies | 00 | Communications Power Supplies | TE08100000
|  | 08 |  | 10 |  | 01 | Inverter, CPS | TE08100100
|  | 08 |  | 10 |  | 02 | Power Controller, CPS | TE08100200
|  | 08 |  | 10 |  | 03 | Power Converter, CPS | TE08100300
|  | 08 |  | 10 |  | 04 | Distribution Board, CPS | TE08100400
|  | 08 |  | 10 |  | 05 | Surge Filters, CPS | TE08100500
|  | 08 |  | 10 |  | 06 | Static Transfer Switch, CPS | TE08100600
|  | 08 |  | 10 |  | 07 | UPS, CPS | TE08100700
|  | 08 |  | 10 |  | 08 | Comms DC Power Supply, CPS | TE08100800
|  | 08 |  | 20 | Transmission Systems
|  | 08 |  | 21 | Rail Operational Transmission System | 00 | Rail Operational Transmission System | TE08210000
|  | 08 |  | 21 |  | 01 | DLTE-Digital Long Term Evolution | TE08210100
|  | 08 |  | 21 |  | 02 | DWDM-Dense Wavelength Div Multiplexing | TE08210200
|  | 08 |  | 21 |  | 03 | Modem Standalone, Transmission | TE08210300
|  | 08 |  | 21 |  | 04 | Microwave | TE08210400
|  | 08 |  | 21 |  | 05 | PDH- Plesiochronous Digital Hierarchy | TE08210500
|  | 08 |  | 21 |  | 06 | PMUX- Multiplexer | TE08210600
|  | 08 |  | 21 |  | 07 | SDH- Synchronous Digital Hierarchy | TE08210700
|  | 08 |  | 21 |  | 08 | Transmission Network Monitoring | TE08210800
|  | 08 |  | 21 |  | 09 | Optical Transport Device | TE08210900
|  | 08 |  | 30 | Operational Data Network
|  | 08 |  | 31 | OCDN- Operational Critical Data Network | 00 | OCDN- Operational Critical Data Network | TE08310000
|  | 08 |  | 31 |  | 01 | OCDN- 3G/4G Mobile Network Router, DATA | TE08310100
|  | 08 |  | 31 |  | 02 | OCDN- Switch (Network), Fanbox | TE08310200
|  | 08 |  | 31 |  | 03 | OCDN- Switch (Network), Fanfilter | TE08310300
|  | 08 |  | 31 |  | 04 | OCDN- Switch (Network) Standalone | TE08310400
|  | 08 |  | 31 |  | 05 | OCDN- Network Router Standalone | TE08310500
|  | 08 |  | 31 |  | 06 | 10G Repeater Modular, OCDN | TE08310600
|  | 08 |  | 32 | Data Network | 01 | Data Network Terminal Unit (DNTU) | TE08320100
|  | 08 |  | 32 |  | 02 | Data Switch | TE08320200
|  | 08 |  | 32 |  | 03 | Data Router | TE08320300
|  | 08 |  | 32 |  | 04 | Data Server | TE08320400
|  | 08 |  | 35 | Fixed Telecommunications Network | 00 | FTN- Fixed Telecommunications Network | TE08350000
|  | 08 |  | 32 |  | 01 | FTN- Network Router, Standalone | TE08320100
|  | 08 |  | 32 |  | 02 | FTN- Network Router, Modular | TE08320200
|  | 08 |  | 32 |  | 03 | FTN- Firewall | TE08320300
|  | 08 |  | 40 | Service Management Systems | 00 | Service Management Systems | TE08400000
|  | 09 | Passenger Information Systems | 10 | Audio Systems
|  | 09 |  | 11 | Public Address System | 01 | Public Address System | TE09110100
|  | 09 |  | 11 |  | 02 | Station PA Node | TE09110200
|  | 09 |  | 11 |  | 03 | Public Address Service | TE09110300
|  | 09 |  | 20 | Clocks Systems
|  | 09 |  | 21 | Rail Clock System | 01 | Rail Precise Clock | TE09210100
|  | 09 |  | 21 |  | 02 | Rail Heritage Impulse Clock | TE09210200
|  | 09 |  | 30 | Display Systems
|  | 09 |  | 31 | Indicator Display System | 01 | Passenger Indicator Display System | TE09310100
|  | 09 |  | 31 |  | 02 | Passenger Indicator Display Software | TE09310200
|  | 09 |  | 31 |  | 03 | Multimodal Display System | TE09310300
|  | 09 |  | 31 |  | 04 | Multimodal Display Software | TE09310400
|  | 09 |  | 32 | Visual Art Screen System | 00 | Visual Art Screen System | TE09320000
|  | 09 |  | 33 | Dynamic Wayfinding System | 00 | Dynamic Wayfinding System | TE09330000
|  | 09 |  | 40 | Support Systems
|  | 09 |  | 41 | Customer Information Support System | 00 | Customer Information Support System | TE09410000
|  | 10 | Warning Systems | 10 | Train Warning Systems | 01 | Ground Based Warning System (GBWS) | TE10100100
|  | 11 | Security and CCTV Systems | 10 | CCTV Systems
|  | 11 |  | 11 | Rail CCTV System | 01 | CCTV And HELP POINT System Gen II | TE11110100
|  | 11 |  | 11 |  | 02 | CCTV Gen II Storage Node | TE11110200
|  | 11 |  | 11 |  | 03 | CCTV Gen II Core Equipment | TE11110300
|  | 11 |  | 11 |  | 04 | CCTV And HELP POINT System Gen III | TE11110400
|  | 11 |  | 12 | Light Rail CCTV and Emergency Help Point System | 01 | CCTV System | TE11120100
|  | 11 |  | 12 |  | 02 | Help Point System | TE11120200
|  | 11 |  | 20 | Security Systems
|  | 11 |  | 21 | Rail Security Systems | 01 | Passenger Indicator Display System | TE11210100
|  | 11 |  | 21 |  | 02 | Perimeter Warning Systems | TE11210200
|  | 11 |  | 22 | Localised Building Security Systems | 01 | Localised Speed Stiles System | TE11220100
|  | 11 |  | 22 |  | 02 | Localised CCTV System | TE11220200
|  | 11 |  | 22 |  | 03 | Localised Intruder Detection System | TE11220300
|  | 11 |  | 22 |  | 04 | Localised Access Control System | TE11220400
|  | 11 |  | 22 |  | 05 | Localised Intercom System | TE11220500
|  | 11 |  | 23 |  | 06 | Localised Perimeter Warning System | TE11230600
|  | 11 |  | 22 |  | 07 | Localised Digital Door Lock | TE11220700
|  | 11 |  | 23 | Duress Alarms | 01 | Local Duress Alarm | TE11230100
|  | 11 |  | 23 |  | 02 | Remote Duress Alarm | TE11230200
|  | 11 |  | 23 |  | 03 | Evacuation Alarm | TE11230300
|  | 11 |  | 30 | Cyber Security Systems
|  | 11 |  | 31 | Cyber Security Systems | 01 | Cyber Security Systems | TE11310100
|  | 12 | Time Synchronistaion Systems | 10 | Traceable Network Time | 00 | Traceable Network Time | TE12100000
|  | 13 | Critical Computing Infrastructure | 10 | Rail Operations Computer Hardware | 00 | Rail Operations Computer Hardware | TE13100000
|  | 13 |  | 10 |  | 01 | Rail Operational Firewall | TE13100100
|  | 13 |  | 10 |  | 02 | Rail Operational Software | TE13100200
|  | 13 |  | 20 | Storage Area Network | 00 | Storage Area Network | TE13200000
|  | 13 |  | 20 |  | 01 | Storage Area Network - C4 | TE13200100
|  | 13 |  | 30 | Virtual Infrastructure | 00 | Virtual Infrastructure | TE13300000
|  | 13 |  | 40 | Information Security | 01 | Network Management System | TE13400100
|  | 13 |  | 40 |  | 02 | Firewall, Information Security | TE13400200
|  | 14 | Cable | 10 | Network Cable
|  | 14 |  | 11 | Copper Cable | 00 | Copper Cable | TE14110000
|  | 14 |  | 11 |  | 01 | Copper Cable Joint | TE14110100
|  | 14 |  | 11 |  | 02 | Copper Cable Termination | TE14110200
|  | 14 |  | 11 |  | 03 | Copper Cable Equipment Enclosure | TE14110300
|  | 14 |  | 11 |  | 04 | Distribution Frames | TE14110400
|  | 14 |  | 11 |  | 05 | Patch Panel | TE14110500
|  | 14 |  | 12 | Fibre Optic Cable | 00 | Fibre Optic Cable | TE14120000
|  | 14 |  | 12 |  | 01 | Fibre Optic Cable Joint | TE14120100
|  | 14 |  | 12 |  | 02 | Fibre Optic Cable Termination | TE14120200
|  | 14 |  | 12 |  | 03 | Fibre Optic Cable Equipment Enclosure | TE14120300

## Change Log
TS 01500:1.01
Technical Maintenance Coding Register
Effective date: 19 November 2024
Change Log
Version | Date | Summary of Changes
1.01 |  | Following changes done in Technology & Telecom TMC Framework Added Level 3 TE>08>35 Fixed Telecommunications Network Added Level 4 TE>08>35>00 FTN- Fixed Telecommunications Network Added Level 4 TE>08>35>01 FTN- Network Router, Standalone Added Level 4 TE>08>35>02 FTN- Network Router, Modular Added Level 4 TE>08>35>03 FTN- Firewall Added Level 4 TE>09>31>03 Multimodal Display System Added Level 4 TE>09>31>04 Multimodal Display Software Added Level 4 TE>11>22>07 Localised Digital Door Lock Added Level 4 TE>06>10>05 Mass Trip Enclosure Following changes done in Architecture & Services TMC Framework Added - Level 4: AR>11>20>10 Mobile Phone Charging Station Added - Level 4: AR>10>11>02 Multi Storey Car Park Support Added - Level 4: AR>10>11>03 Multi Storey Car Park Deck Span Following changes done in Property TMC Framework Added - Level 4: PP>02>10>06 Train Station - Non Operational Added - Level 4: PP>06>21>02 750V DC Traction Substation Following changes done in Electrical TMC Framework Added - Level 3: EL>15>21 Isolating Transformer - Indoor Added - Level 3: EL>15>22 Isolating Transformer - Outdoor Padmount Added - Level 3: EL>15>23 Isolating Transformer - Outdoor Freestanding Added - Level 4: EL>15>21>01 TRAN-ISOL IND,240/240V,EO,C1,F0 Added - Level 4: EL>15>21>02 TRAN-ISOL IND,240/240V,EO,C1,F1 Added - Level 4: EL>15>21>03 TRAN-ISOL IND,240/120V,EO,C1,F0 Added - Level 4: EL>15>21>04 TRAN-ISOL IND,240/240V,E1,C1,F1 Added - Level 4: EL>15>21>05 TRAN-ISOL IND,240/415V,EO,C1,F0 Added - Level 4: EL>15>21>06 TRAN-ISOL IND,240/415V,E1,C1,F1 Added - Level 4: EL>15>21>07 TRAN-ISOL IND,415/120V,EO,C1,F0
Added - Level 4: EL>15>21>08 TRAN-ISOL IND,415/120V,E1,C1,F1 Added - Level 4: EL>15>21>09 TRAN-ISOL IND,415/415V,1P,E0,C1,F0 Added - Level 4: EL>15>21>10 TRAN-ISOL IND,415/415V,1P,E1,C1,F1 Added - Level 4: EL>15>21>11 TRAN-ISOL IND,415/415V,3P,E0,C1,F0 Added - Level 4: EL>15>21>12 TRAN-ISOL IND,415/415V,3P,E1,C1,F1 Added - Level 4: EL>15>22>01 TRAN-ISOL OD-P,240/240V,EO,C1,F0 Added - Level 4: EL>15>22>02 TRAN-ISOL OD-P,240/120V,EO,C1,F0 Added - Level 4: EL>15>22>03 TRAN-ISOL OD-P,240/415V,EO,C1,F0 Added - Level 4: EL>15>22>04 TRAN-ISOL OD-P,415/120V,EO,C1,F0 Added - Level 4: EL>15>22>05 TRAN-ISOL OD-P,415/415V,1P,EO,C1,F0 Added - Level 4: EL>15>22>06 TRAN-ISOL OD-P,415/415V,3P,EO,C1,F0 Added - Level 4: EL>15>23>01 TRAN-ISOL OP-F,240/240V,EO,C1,F0 Added - Level 4: EL>15>23>02 TRAN-ISOL OP-F,240/120V,EO,C1,F0 Added - Level 4: EL>15>23>03 TRAN-ISOL OP-F,240/415V,EO,C1,F0 Added - Level 4: EL>15>23>04 TRAN-ISOL OP-F,415/120V,EO,C1,F0 Added - Level 4: EL>15>23>05 TRAN-ISOL OP-F,415/415V,1P,EO,C1,F0 Added - Level 4: EL>15>23>06 TRAN-ISOL OP-F,415/415V,3P,EO,C1,F0 Added - Level 4: EL>01>23>06 Schneider SM6 GBC-B 630A Added - Level 4: EL>01>23>07 Schneider SM6 QM 200A Added - Level 4: EL>03>19>02 RF Tran Sanil 11kV/2*590 1.7MVA Added - Level 4: EL>03>46>00 Rectifier - Full Wave in Parallel Bridge - 12 Pulse Added - Level 4: EL>03>46>01 Rect Secheron 12 Pulse 750V 1.5MW Added - Level 4: EL>04>32>00 750V DC Switchboard - Metal Enclosed Added - Level 4: EL>04>32>01 750V DC Switchboard - Metal Enclosed Added - Level 4: EL>06>20>36 Batt-Chgr Exide CX125V-6K Added - Level 4: EL>12>30>06 Stray Current Monitoring System Added - Level 4: EL>12>50>02 VLD - Secheron, VGuard-H Added - Level 4: EL>13>20>00 Outdoor Electrical Enclosures Added - Level 4: EL>13>20>01 750V DC Switches Enclosure - GRP
Included corrections to Fleet TMC to reflect TMC in Fleet Architecture v7.0 Following changes done in Signalling & Control Systems TMC Framework Removed - Level 3: SG>06>21 ETCS Onboard EVC Removed - Level 4: SG>06>21>01 ETCS Onboard-EVC Removed - Level 3: SG>06>22 ETCS Onboard BTM Removed - Level 4: SG>06>22>01 ETCS Onboard-BTM Removed - Level 4: SG>06>22>02 ETCS Onboard Euro Antenna Removed - Level 3: SG>06>23 ETCS Onboard TIU Removed - Level 4: SG>06>23>01 ETCS Onboard-TIU Removed - Level 3: SG>06>24 ETCS Onboard Odometry Removed - Level 4: SG>06>24>01 ETCS Onboard-Odometry Removed - Level 4: SG>06>24>02 Doppler Radar Removed - Level 4: SG>06>24>03 Wheel Sensor Removed - Level 3: SG>06>25 ETCS Onboard Euroradio Removed - Level 4: SG>06>25>01 ETCS Onboard-Euroradio Removed - Level 3: SG>06>26 ETCS Onboard DMI Removed - Level 4: SG>06>26>01 ETCS Onboard-DMI Removed - Level 3: SG>06>27 ETCS Onboard Recorder Removed - Level 4: SG>06>27>01 ETCS Onboard-Recorder Removed - Level 3: SG>07>20 CBTC Onboard Removed - Level 4: SG>07>20>01 CBTC Onboard Removed - Level 3: SG>07>40 ETCS Onboard Integrated Removed - Level 4: SG>07>40>01 ETCS Onboard Integrated
1 | 2023-12-20 | Following changes done in Technology & Telecom TMC Framework Added Level 3 TE>11>31 Cyber Security Systems Added Level 4 TE>11>31>01 Cyber Security Systems Added Level 4 TE>11>23>03 Evacuation Alarm Following changes done in Architecture & Services TMC Framework Added - Level 3: AR>05>70 Water Filtration Systems Added - Level 4: AR>05>70>01 Water Filtration System Added - Level 3: AR>08>30 Pump Control Panel Added - Level 4: AR>08>30>01 Pump Control Panel Added - Level 4: AR>11>10>32 Lifting Sling Added - Level 4: AR>05>12>04 Hot Water Tempering Valve Added - Level 4: AR>05>12>04 Instantaneous Hot Water System (Gas) Added - Level 4: AR>05>12>04 Instantaneous Hot Water System (Electrical) Added - Level 3: AR>05>16 Rain Water Harvesting System Added - Level 4: AR>05>16>01 Rain Water Harvesting System Added - Level 4: AR>05>20>04 Sewer Tank Added - Level 4: AR>05>20>05 Sewer Ejector Pump Added - Level 4: AR>05>20>06 Sewer Macerator Pump Added - Level 4: AR>05>20>07 Sewer Sanitary Pump Added - Level 4: AR>05>20>08 Environmental Separation Unit Added - Level 3: AR>10>14> Kiss and Ride Bay Added - Level 4: AR>10>14>01 Kiss and Ride Bay Added - Level 4: AR>11>20>09 Sink Following changes done in Electrical TMC Framework Added - Level 4 EL>01>51>32 ABS INSULECT 33KV 800A ROTARY DBL-BRK Added - Level 4 EL>01>22>04 ACCB GE 132KV SF6 GAS DT1-145FK Following changes done in Signalling & Control Systems TMC Framework Added - Level 3: SG>01>20> Traffic Management System Added - Level 3: SG>01>21> Iltis Added - Level 3: SG>01>21>01 Traffic Management System-Iltis
0 | 2022-12-05 | First Issue as TS 01500:0.00
Version | Date | Summary of Changes (as Old document number : T MU AM 01009 TI )
1.7 | 2022-12-05 | Following changes done in Technology & Telecom TMC Framework Corrected TMC for Remote Duress Alarms to TE11230200
1.69 | 2022-11-24 | Following changes done in Civil & Structures TMC Framework Added - Level 3: CV>11>30 Precast Track Slab System Added - Level 4: CV>11>30>01 IVES Track System Added - Level 4: CV>02>41>02 Bio-Retention Basin Following changes done in Track TMC Framework Added - Level 4: TR>04>50>03 LiDAR Control Target Following changes done in Architecture & Services TMC Framework Added - Level 4: AR>02>54>03 Fire Damper Added - Level 4: AR>02>54>04 Motorised Volume Control Damper Added - Level 3: AR>11>22>Train Stattion Hub Enclosure Added - Level 4: AR>11>22>01 Platform Hub Added - Level 4: AR>11>22>01 Standalone Hub Added - Level 4: AR>11>22>01 Recessed Hub Following changes done in Signalling & Control Systems TMC Framework Updated Description for Level 3: SG>06>10> ETCS Trackside Level 1 Updated Description for Level 3: SG>06>11> ETCS Trackside Level 1 Balise Updated Description for Level 4: SG>06>11>>01 ETCS Trackside Level 1-Balise Updated Description for Level 3: SG>06>12> ETCS Trackside Level 1 LEU Updated Description for Level 4: SG>06>12>>01 ETCS Trackside Level 1-LEU Updated Description for Level 3: SG>06>17> ETCS Trackside Level 1 JRU Updated Description for Level 4: SG>06>17>>01 ETCS Trackside Level 1-JRU Added - Level 3: SG>06>30> ETCS Trackside Level 2 Added - Level 3: SG>06>31> ETCS Trackside Level 2 Balise Added - Level 4: SG>06>31>01 ETCS Trackside Level 2-Balise Added - Level 3: SG>06>32> ETCS Trackside Level 2 RBC Added - Level 4: SG>06>32>01 ETCS Trackside Level 2-RBC Added - Level 3: SG>06>33> ETCS Trackside Level 2 Telecommunications Gateway Added - Level 4: SG>06>33>01 ETCS Trackside Level 2- Telecommunications Gateway Added - Level 3: SG>06>34> ETCS Trackside Level 2 KMC Added - Level 4: SG>06>34>01 ETCS Trackside Level 2-KMC Added - Level 3: SG>06>35> ETCS Trackside Level 2 JRU Added - Level 4: SG>06>35>01ETCS Trackside Level 2-JRU Added - Level 3: SG>06>36> ETCS Trackside Level 2 TSR Manager Added - Level 4: SG>06>36>01 ETCS Trackside Level 2-TSR Manager Added - Level 3: SG>06>37> ETCS Trackside Level 2 Moviolaw/Mindconnect Added - Level 4: SG>06>37>01 ETCS Trackside
1.69 | 2022-11-24 | Added - Level 3: SG>06>41> ETCS Trackside ASDO Added - Level 4: SG>06>41>01 ETCS Trackside ASDO-Balise Fixed Added - Level 4: SG>06>41>02 ETCS Trackside ASDO-Balise Reference Marker Removed - Level 3: SG>06>13> ETCS Trackside RBC Removed - Level 4: SG>06>13>01 ETCS Trackside-RBC Removed - Level 3: SG>06>14> ETCS Trackside Telecommunications Gateway Removed - Level 4: SG>06>14>01 ETCS Trackside- Telecommunications Gateway Removed - Level 3: SG>06>15> ETCS Trackside KMC Removed - Level 4: SG>06>15>01 ETCS Trackside-KMC Removed - Level 3: SG>06>16> ETCS (ADSO) Balise Reference Marker Removed - Level 4: SG>06>16>01 ETCS (ADSO) Balise Reference Marker Removed - Level 3: SG>06>18> ETCS JRU Removed - Level 4: SG>06>18>01 ETCS JRU Removed - Level 3: SG>06>19>ETCS Moviolaw/Mindconnect Removed - Level 4: SG>06>19>01 ETCS Moviolaw/Mindconnect Following changes done in Electrical TMC Framework Updated Description for Level 2: EL>10> from HV/LV Aerial Lines to Feeder Updated Description for Level 3: EL>10>10 from Aerial Feeders to Aerial Line Updated TMC for TRANSMISSION FEEDERS (HV) to EL10100100 Updated TMC for TRANSMISSION FEEDERS (LV) to EL10100200 Updated TMC for TRANSMISSION LINE POLE (WOOD)-HV to EL10200100 Updated TMC for TRANSMISSION LINE GUY POLE (WOOD)-HV to EL10200200 Updated TMC for TRANSMISSION LINE POLE (STEEL)-HV to EL10200300 Updated TMC for TRANSMISSION LINE GUY POLE (STEEL)-HV to EL10200400 Updated TMC for TRANSMISSION LINE POLE (CONCRETE)-HV to EL10200500 Updated TMC for TRANSMISSION LINE POLE (WOOD)-LV to EL10200600 Added TMC for TRANSMISSION LINE POLE (STEEL)-LV to EL10200700 Added TMC for Description for Level 3: EL>10>40 DC Cables Added TMC for Description for Level 3: EL>10>50 AC Cables
1.69 | 2022-11-24 | Removed TMC for Level 2: EL>17> HV/LV cables and DC Traction Cables, these TMCs are now under Level 2: EL>10>40 DC Cables and Level 2: EL>10>50 AC Cables. Updated TMC for Positive 1500V DC Cables to EL10400100 Updated TMC for Negative 1500V DC Cables to EL10400200 Updated TMC for AC Rectifier Transformer-Rectifier Cable to EL10400300 Updated TMC for 2.2 kV AC Cables to EL10500100 Updated TMC for 11 kV AC Cables to EL10500200 Updated TMC for 25 kV AC Cables to EL10500300 Updated TMC for 33 kV AC Cables to EL10500400 Updated TMC for 66 kV AC Cables to EL10500500 Updated TMC for LV Cables to EL10500600
1.68 | 2022-09-11 | Following changes done in Architecture & Services TMC Framework Added - Level 2: AR>08 Urban Design & Landscaping Added - Level 3: AR>08>10> Landscaping Added - Level 4: AR>08>10>01 Landscaping Added - Level 3: AR>08>20> Memorial Added - Level 4: AR>08>20>01 Memorial Added - Level 3: AR>08>30> Artwork Added - Level 4: AR>08>30>01 Artwork Added - Level 4: AR>09>14>02 Photovoltaic System Structure Added - Level 4: AR>09>22>02 Vehicular Ramp Added - Level 3: AR>14>40 Facility Signage Added - Level 4: AR>14>40>01 Honour Roll Added - Level 4: AR>11>20>07 Bicycle Rack Added - Level 4: AR>11>20>08 Bicycle Locker Following changes done in Signalling & Control Systems TMC Framework Added - Level 3: SG>06>17> ETCS TSR Manager Added - Level 4: AR>06>17>01 ETCS TSR Manager Added - Level 3: SG>06>18> ETCS JRU Added - Level 4: AR>06>18>01 ETCS JRU Added - Level 3: SG>06>19> ETCS JRU Added - Level 4: AR>06>19>01 ETCS Moviolaw/Mindconnect Following changes done in Fleet TMC Framework Updated Fleet Architecture to include:19 Transporter to 19 Off Track Functional Unit
1.67 | 2022-07-21 | Following changes done in Architecture & Services TMC Framework Added - Level 3: AR>09>18 Rooms Added - Level 4: AR>09>18> 01 Rooms Added - Level 3: AR>11>21 Toilets Added - Level 4: AR>11>21>01 Accessible Toilet Added - Level 4: AR>11>21>02 Family Assisted Toilet Added - Level 4: AR>11>21>03 Public Toilet Added - Level 4: AR>11>21>04 Staff Toilet Added - Level 3: AR>09>26>06 Access Ladders Added - Level 4: AR>09>26>01 Height Safety Restraint Added - Level 4: AR>12>40>04 Ice Maker Following changes done in Fleet TMC Framework Updated Fleet Architecture to include:18 Train Simulator to 19 Off Track Functional Unit Following changes done in Electrical TMC Framework Added - Level 4 - EL>15>12>04 CHANGE OVER PANEL – HIGH SPEED
1.66 | 2022-04-08 | Following changes done in Architecture & Services TMC Framework Added - Level 4: AR>11>20>05 Nursing Bench Added - Level 4: AR>11>20>06 Drinking Fountain Added - Level 4: AR>09>25>03 Automatic Swing Door Added - Level 4: AR>09>25>04 Automatic Sliding Door Added - Level 3: AR>07>16 Solar Lighting Added - Level 4: AR>07>16>01 Solar Lighting Following changes done in Fleet TMC Framework Updated Fleet Architecture to include Regional (RN) Following changes done in Technology & Telecom TMC Framework Added Level 3 TE>11>23 Duress Alarm Systems Added Level 4 TE>11>23>01 Local Duress Alarm Added Level 4 TE>11>23>02 Remote Duress Alarm
1.65 | 2021-12-10 | Following changes done in Civil & Structures TMC Framework Added - Level 4: CV>08>11>03 Mass Block Retaining Wall (Crib or Gabion) Added - Level 4: CV>08>11>04 Cantilever Retaining Wall Added - Level 4: CV>08>11>05 Reinforced Soil / Soil Nail Retaining Wall Added - Level 4: CV>08>11>06 Anchored Retaining Wall Added - Level 4: CV>08>11>07 Post & Panel Retaining Wall Added - Level 4: CV>08>11>08 Timber Retaining Wall Added - Level 4: CV>08>11>09 Shotcrete / Fibrecrete Retaining Wall Following changes done in Technology & Telecom TMC Framework Added - Level 4 TE>08>21>09 Optical Transport Device Following changes done in Electrical TMC Framework Added Level 4 - EL>15>11>02 - UPS DISTRIBUTION – VERTIV Added Level 3 - EL>15>13 Distribution UPS Battery Added Level 4 - EL>15>13>01 BATT ENERSYS 60x2V 250AH 5OPzV250 VRLA
1.64 | 2021-09-22 | Following changes done in Track TMC Framework Added - Level 4: TR>04>23>03 - Prot IV TORFMA (LB Foster) Following changes done in Architecture & Services TMC Framework Added - Level 4: AR>09>13>03 - Platform Gap Filler Added - Level 3: AR>05>15 Rain Water Supply Added - Level 4: AR>05>15>01 Rain Water Storage Added - Level 4: AR>11>20>04 Defibrillator Added - Level 4: AR>12>70>30 Shipping Container
1.63 | 2021-07-22 | Following changes done in Architecture & Services TMC Framework Added - Level 3: AR>01>16 Lift Chain Drive Added - Level 4: AR>01>16>01 Lift Chain Drive Added - Level 3: AR>01>17 Lift Cable Drive Added - Level 4: AR>01>17>01 Lift Cable Drive Added - Level 3: AR>01>18 Lift Screw Jack Drive Added - Level 4: AR>01>18>01 Lift Screw Jack Drive Added - Level 4: AR>11>10>29 Hydraulic Lifting Platform Added - Level 4: AR>11>10>30 Lifting Attachments Added - Level 4: AR>11>10>31 Storage Cage Following changes done in Signalling & Control Systems TMC Framework Added - Level 4: SG>16>10>04 Compressor Monitoring / Control Panel Following changes done in Electrical TMC Framework Added - Level 3 EL>04>54 – 1500V Isolating and Rail Connecting Switch – Motorised Added - Level 4 EL>04>54>01 – 1500V ISOL/RAIL MOTOR SWITCH INFRACO 3KA
1.62 | 2021-07-01 | Following changes done in Architecture & Services TMC Framework Added: AR>07>29 EV Charging Station Added: AR>07>29>01 EV Charging Station
1.61 | 2021-05-06 | Following changes done in Signalling & Control Systems TMC Framework Added SG>05>40>07 Comp Based Interlocking-HITACHI WSP2G
1.6 | 2021-04-28 | Following changes done in Architecture & Services TMC Framework Added: AR>11>20>03 Eye Wash/ Safety Shower Added: AR>09>25>02>00 Roller Door Following changes done in Property TMC Framework Added: PP>15 Heritage Added: PP>15>10 Heritage Equipment Added: PP>15>100100 Heritage Artwork
1.59 | 2021-03-25 | Following changes done in Civil & Structures TMC Framework Change CV04220100 - Perimeter Gate to Perimeter Gate - Manual Added CV04220200 - Perimeter Gate - Automatic
1.58 | 2021-03-10 | Following changes done in Electrical TMC Framework Added • EL06331500 – BATT HOPPECKE 125V 56x2V VRL2-215 VRLA • EL06331600 – BATT ENERGEL 125V 56x2V 2EG300 VRLA • EL06331700 – BATT ENERGEL 125V 19x6V 6EG130 VRLA • EL06331800 – BATT ENERGEL 125V 19x6V 6EG160 VRLA • EL06331900 – BATT HAZE 50V 4x12V HZB12-150 AGM VRLA
1.57 | 2021-01-13 | Following changes done in Technology & Telecom TMC Framework -Added Level 3 TE>06>20 'Arial Inspection System' and -Added Level 4 TE>06>20>01 'Remotely Piloted Aircraft System'.
1.56 | 2020-12-02 | Following changes done in Signalling & Control Systems TMC Framework Added - Level 4: SG>14>40>04 Points Condition Monitor-EP; Added - Level 4: SG>14>40>05 Points Condition Monitor-Electric; Following changes done in Electrical TMC Framework: Changed the name EL>06>32 from “Battery - Sealed (Recombination)” to “Flooded Lead Acid (Recombination)”, EL>06>33 from “Battery - Sealed (Gel Cell)” to “Valve Regulated Lead Acid (VRLA) Sealed” and EL>06>34 from “Battery - Lead Acid (Vented)” to “Flooded Lead Acid (Vented)”.
1.55 | 2020-11-27 | Following changes done in Signalling & Control Systems TMC Framework Added - Level 4: SG>11>20>04 Axle Counter - Siemens ACM250
1.54 | 2020-10-26 | Minor correction done in Electrical TMC Framework: EL02340100- Description changed from 'TRAN TMC 66/11KV 3MVA' to 'TRAN TYREE 66/11KV 3MVA'
1.53 | 2020-10-19 | Following changes done in Architecture & Services TMC Framework Added - Level 4: AR>04>81>12 Fire & Smoke Barriers Curtain Level 3: AR>09>25 Access Door; Level 4: AR>09>25>01 Non Fire Rated Egress Door; Level 4: AR>04>54>01 Aspirating Smoke Detector System
1.52 | 2020-10-15 | Following changes done in Architecture & Services TMC Framework Added Level 4: AR>11>10>24 Hoist; AR>11>10>25 Winch; AR>11>10>26 Transfer Trolley; AR>11>10>27 Stand; & AR>11>10>28 Lifting Frame. Following changes done in Civil & Structures TMC Framework Added Pedestrian Fence as CV04140100 Level 3 & Level 4 Wildlife Barrier as CV04340100 Level 4 and Level 3 as Wildlife Changed description of CV07200100 from Cavern to Station Cavern Added CV07200200 Crossover Cavern
1.51 | 2020-09-11 | Following changes done in Technology & Telecom TMC Framework -Added Level 3 TE>09>33 'Dynamic Wayfinding System' and -Added Level 4 TE>09>33>00 'Dynamic Wayfinding System'.
1.5 | 2020-09-03 | Following changes done in Electrical TMC Framework: - EL-03>17> Rectifier Transformer - AN/AF Resin belongs to EL-03>16> Rectifier Transformer - Y Y0D1. EL>03>17>01 RF TRAN TMC 33KV/2x600V 2.7MVA RESIN changed to EL-03>16>26. - Renamed Level 2: EL>07- from Electrical Braking to Wayside Traction Energy Management - Renamed Level 3: EL>07>10 - from Electric Braking - General to Wayside Traction Energy Management General - Renamed Level 4: EL>07>10>01 - from Electric Braking - General to Wayside Energy Dissipation Resistor - Added Level 4: EL>07>10>02 – Wayside Energy Storage System - Added Level 4: EL>07>10>03 – Wayside Energy Conversion System - Added new TMC - EL08410400 - SECTION INSULATOR, TYPE 9 - Added EL02511500 - TRAN TYREE 33/11KV 7.5/9.25MVA HV+LV CAB - Added Level 3 EL>02>83 – AUTOMATIC VOLTAGE REGULATION PANEL - Added EL02830100 - REGULATOR PANEL-RMS 2V164 & 2V165 RELAYS - Added EL01630700 - BUSBAR SCHNEIDER 11KV GMA 1250A - Added EL02340100 - TRAN TYREE 66/11KV 3MVA - Added EL19120400 - HARMONIC FILTER,O.N.E,11KV,0.5MVAR - Added EL02210400 - TRAN WILSON 66/33KV 20/25MVA - Changed level 3 from “Power Transformers 66/33 kV, 20 MVA” to “Power Transformers 66/33 kV, 20/25 MVA” - Added EL06321800 - BATT REMCO 125V 9x12V RM12-100 VRLA - Added EL06331300 - BATT ENERGEL 125V 56x2V 2EG200 VRLA - Added EL06331400 - BATT ENERGEL 48V 12x4V 4EG100 VRLA - Added EL06321900 - BATT EXIDE 125V 9x12V PFT12V105 VRLA
1.49 | 2020-08-28 | Following changes done in Architecture & Services TMC Framework Added Level 3: AR>11>20 Fixtures. -Added Level 4: AR>11>20>01 Rubbish Bin. -Added Level 4: AR>11>20>02- Seats.
1.48 | 2020-08-27 | Following changes done in Technology & Telecom TMC Framework -Added 'System' - TE06100200 -Added 'System' - TE06100500 -Added 'Self Control System' - TE06101100 -Added 'Critical Defect Client System' - TE06101200
1.47 | 2020-04-21 | Following changes done in Signal & Control System TMC Framework: Added Level 3 SG>02>40 Electronic Train Graph Added Level 4: SG>02>40>01 Electronic Train Graph (ETG)
1.46 | 2020-04-02 | Following changes done in Electrical TMC Framework: Level 3 EL>08>13 would be 1500V Retractable OHW (ROHW) System Level 4: EL>08>13>01 would be 1500V Retractable OHW (ROHW) System EL>08>13>02 would be 1500V ROHW Relay Control System EL>08>13>03 would be 1500V ROHW PLC Control System
1.45 | 2020-03-23 | Following changes done in Electrical TMC Framework: - Level 3 EL>08>13 would change from ‘1500V Swing Away – OHW’ to 1500V Retractable OHW (ROHW) - Level 4: EL>08>13>01 would change from ‘1500V Swing Away – OHW’ to 1500V Retractable OHW - Level 4: EL>08>13>02 new addition: 1500V ROHW Control System – Relay - Level 4: EL>08>13>03 new addition: 1500V ROHW Control System – PLC Following changes done in Architecture & Services Framework: Level 3: AR>12>10 changed to Calibrated Equipment; Level 4: AR>12>10>01- Calibrated Devices and AR>12>10>02- Calibrated Meters Level 3: AR>12>20 Safeworking Equipment Level 4: AR>12>20>01 Safeworking Devices Level 3: AR>12>30 Hand Tools (non powered) Level 4: AR>12>30>01 Hand Tools (non powered) Level 3: AR>12>40 Electrical Equipment Level 4: AR>12>40>01 Electrical Devices; AR>12>40>02 Electrical Hand Tools and AR>12>40>03 Electrical Appliances Level 3: AR>12>50 Hydraulic/Pneumatic Equipment Level 4: AR>12>50>01 Hydraulic/Pneumatic Devices and AR>12>50>02 Hydraulic/Pneumatic Hand Tools Level 3: AR>12>60 Motorised Equipment Level 4: AR>12>60>01 Motorised Devices and AR>12>60>02 Motorised Hand Tools Level 3: AR>12>70 Storage Equipment Level 4: AR>12>70>01 Storage Devices and AR>12>70>02 Trolleys Level 3: AR>12>80 Miscellaneous Equipment Level 4: AR>12>80>01- Miscellaneous Devices
1.44 | 2020-03-09 | Following changes done as per joint meeting and agreement between ASA and ST dtd 14/2/2020 on Airconditioning AR>02>10 Description changed from Direct Expansion Systems to Air Conditioning Direct Expansion Systems AR>02>11 Description changed from AC Package System - Air Cooled to AC Package System AR>02>11>01 Description changed from AC Package System - Air Cooled to AC Packaged Sys-Ducted Air Cooled Added AR>02>11>02 AC Packaged Sys-Ducted Water Cooled; Added AR>02>11>03 AC Packaged Sys-Non Ducted Air Cooled; Added AR>02>11>04 AC Packaged Sys-Non Ducted Water Cooled AR>02>12 Description changed from AC Package System - AC Split System Added AR>02>12>01 AC Split System Single AR>02>12>02 Description changed from AC Package System-Water Cooled - Air Cooled to AC Split System Multi Added AR>02>12>03 AC Split System Ducted; Added AR>02>12>04 AC Split System VRV AR>02>13 Description changed from AC Split System to AC Single Unit RAC AR>02>13>01 Description changed from AC Split System Wall Mounted to AC Single Unit RAC AR>02>13>02 AC Split System Ducted Deleted AR>02>14 Description changed from AC Single Unit RAC to Computer Room Air Conditioner (CRAC) AR>02>14>01 Description changed from AC Single Unit RAC to CRAC System-Air Cooled Added AR>02>14>02 CRAC System-Water Cooled Deleted - AR>02>15; AR>02>15>01 AC VRV System; AR>02>16; AR>02>16>01 AC Computer Room Systems AR>02>21 Description changed from Chilled Water System - Air Cooled to Chilled Water System AR>02>21>01 Description changed from Air Cooled Chiller System to Chilled Water System-Air Cooled Added AR>02>21>02 Chilled Water System-Water Cooled AR>02>22 Description changed from Chilled Water System - Water Cooled to Hot Water Heating System AR>02>22>01 Description changed from Water Cooled Chiller System to Hot Water Heating System Deleted- AR>02>23; AR>02>23>01 Hot Water Heating System AR>02>30 Description changed from Water Cooling Tower System to New Group "Air Conditioning Equipments" Deleted- AR>02>30>01 Water Cooling Tower System Added AR>02>31 Air / Fan Equipment; AR>02>31> 01 Air Handling Unit; AR>02>31> 02 Fan Coil Unit; AR>02>32 & AR>02>32> 01 Heat Exchanger; AR>02>33 Cooling Equipment; AR>02>33> 01 Chiller-Air Cooled; AR>02>33> 02 Chiller-Water Cooled; AR>02>33> 03 Cooling Tower; AR>02>33> 04 Fluid Cooler Unit ; AR>02>33> 05 CRAC Chilled Water Unit; AR>02>34 Heating Equipment; AR>02>34> 01 Boiler; AR>02>35 Pump; AR>02>35> 01 Pump-Chilled Water; AR>02>35> 02 Pump-Condenser Water; AR>02>35> 03Pump-Hot Water; AR>02>36 Tank; AR>02>36> 01 Tank-Expansion; AR>02>36> 02 Tank-Buffer; Deleted - AR>02>40 Air Handling Systems; AR>02>41 and AR>02>41>01 Air Handling Unit ; AR>02>42 and AR>02>42>01 Fan Coil Unit ; AR>02>43 and AR>02>43>01 Air to Air Heat Exchangers Following changes done as per joint meeting and agreement between ASA and ST dtd 26/02/20 on Ventilation - Change code AR>02>50 to AR>02>40; and description Ventilation to Ventilation Systems - Change code AR>02>51 to AR>02>41; and description Fresh Air Supply Systems to Air Supply Systems - Change code AR>02>52 to AR>02>42; and description General Extraction Systems to Air Extraction Systems - Change code AR>02>53 to AR>02>43; and description Stair Pressurisation Systems to Air Pressurisation Systems - Change code AR>02>53>01 to AR>02>43>01; and description Stair Pressurisation Systems to Air Pressurisation Systems - Delete AR>02>54 Smoke Extraction Systems now part of AR>02>42 Air Extraction Systems - Change code AR>02>54>01 to AR>02>42>02; and description remains same Smoke Extraction Systems - Added AR>02>42>03 Toilet Exhaust and AR>02>42>04 Kitchen Exhaust - Change code AR>02>55 to AR>02>52; and description remains same Axial Fan - Change code AR>02>63>01 to AR>02>52>01; and description remains same Tunnel Ventilation Axial Fan - Delete AR>02>55>01 Station Ventilation-TrkExhaust Axial Fan and AR>02>55>02 Station Ventilation-TunnelVent Axial Fan - Added AR>02>52>02 Underground Station Ventilation Axial Fan - Change code AR>02>56 to AR>02>54; and description remains same Dampers - Change code AR>02>65>01 to AR>02>54>01; and description remains same Tunnel Ventilation Damper - Delete AR>02>56>01 Station Ventilation-TrkExhaust Damper and AR>02>56>02 Station Ventilation-TunnelVent Damper - Added AR>02>54>02 Underground Station Ventilation Damper - Delete AR>02>57 Ventilation Control and AR>02>57>01 Station Ventilation Control - Added AR>02>44 Tunnel Ventilation Systems; AR>02>44>01 Longitudinal Jet Fan System; AR>02>44>02 Tunnel Air Supply System; AR>02>44>03 Tunnel Extraction System and AR>02>44>04 Cross Passage System; - Delete AR>02>60 Tunnel Ventilation - Create new group AR>02>50 Ventilation Equipments - Change code AR>02>61 to AR>02>51; and description remains same Jet Fan - Change code AR>02>61>01 to AR>02>51>01; and description remains same TV Jet Foil Fan-Flakt Woods - Change code AR>02>61>02 to AR>02>51>02; and description remains same TV Jet Fan Reversible-Flakt Woods - Change code AR>02>61>03 to AR>02>51>03; and description remains same Tunnel Ventilation Jet Fan-VarSpeed - Delete level 3 code AR>02>62 Cross Passage Fan; AR>02>64 Ducting; AR>02>66 Ventilation Controls. - Delete AR>02>64>01 Tunnel Ventilation Ducting; AR>02>66>01 Tunnel Ventilation Controls. - Combined AR>02>65 Dampers with AR>02>54; AR>02>63 Axial Fan with AR>02>52 - Change AR>02>62>01 Tunnel Ventilation X Passage Fan to AR>02>44>04 Cross Passage Systems
1.43 | 2020-03-04 | Following changes done in Electrical TMC Framework: - EL>16>10 Changed description from 'Fault Protection' to ' DC Protection'. - Move 'Bulk Supply Point Protection' from EL>16>13 to a new group EL>16>50 as 'AC Protection - Bulk Supply Point'. - Add 'DCCB Numeric Relays' as EL>16>13 and 'DCCB Numeric Relay U-MLEs-PLS-Ts' as EL>16>13>01 - EL>16>20 Changed description from 'Electro - Mechanical Relays' to ' AC Protection - Electro - Mechanical Relays'. - EL>16>30 Changed description from 'Numeric Relays' to ' AC Protection - Numeric Relays'. - EL>16>31>15 Changed description from 'SIEMENS 7SJ600' to 'NUMERIC RLY-OVRCNT&ERTH SIEMENS 7SJ600'. - EL>16>31>16 Changed description from 'SIEMENS 7SJ61' to 'NUMERIC RLY-OVRCNT&ERTH SIEMENS 7SJ61'. - EL>16>31>17 Changed description from 'MERLIN GERIN VIP30' to 'NUMERIC RLY-OVRCNT&ERTH MERLIN G VIP30'. - EL>16>31>18 Changed description from 'MERLIN GERIN VIP201' to 'NUMERIC RLY-OVRCNT&ERTH MERLIN G VIP201'. - EL>16>31>18 Changed description from 'AREVA P124' to 'NUMERIC RLY-OVRCNT&ERTH AREVA P124'. - Add EL>16>50 'AC Protection - Bulk Supply Point' and EL>16>50>01 BULK SUPPLY POINT PROTECTION
1.42 | 2019-12-19 | Following changes done in Property TMC Framework - Changed PP>11 from 'Miscelleneous Facilities' to 'Commercial Facilities' - Changed PP>11>20 & PP>11>20>01 from 'Commercial Property Facilities' to 'Office Property Facilities' - Changed PP>11>50 & PP>11>50>01 from 'Others Property Facilities' to 'Retail Property Facilities' - Added new PP>11>60 & PP>11>60>01 'Utility Property Facilities' Following changes done in Architecture & Services TMC Framework: - New added AR>09>30 - Suites - New added AR>09>30>01>00 - Industrial - New added AR>09>30>02>00 - Office - New added AR>09>30>03>00 - Residential - New added AR>09>30>04>00 - Community - New added AR>09>30>05>00 - Retail - New added AR>09>30>06>00 - Land - New added AR>09>30>07>00 - Telecommunication
1.41 | 2019-11-29 | Following changes done in Electrical TMC Framework: - EL>01>23 HV become EL>01>33; EL>01>23>01 become EL>01>33>01; EL>01>23>02 become EL>01>33>02; EL>01>23>03 become EL>01>33>03; EL>01>23>04 become EL>01>33>04; EL>01>23>05 become EL>01>33>05; EL>01>23>06 become EL>01>33>06; EL>01>23>07 become EL>01>33>07; EL>01>23>08 become EL>01>33>08. Also EL>01>42 become EL>01>23; EL>01>42>01 become EL>01>23>01; EL>01>42>02 become EL>01>23>02; EL>01>42>03 become EL>01>23>03; EL>01>42>04 become EL>01>23>04; EL>01>42>05 become EL>01>23>05 Following changes done in Signalling & Control System TMC Framework: Deleted Level Crossing Pedestrian-Passive Type - SG12100100 & Level Crossing Road-Passive Type - SG12200100.
1.4 | 2019-09-02 | Following changes done in Signalling & Control System TMC Framework: - Added SG>06>22>02>00 - ETCS Onboard Euro Antenna - Added SG>06>24>02>00 - Doppler Radar - Added SG>06>24>03>00 - Wheel Sensor - Added SG>06>16>01>00 – ETCS (ASDO) Balise reference marker - Added SG>02>30>01>00 - Operational Video Display System (OVDS) Following changes done in Track TMC Framework: - Changed the description of TR03200100 from 'Glued Insulated Rail Joint' to 'Rail Insulated Joint'. Following changes done in Architecture & Services TMC Framework: - Added AR>14>30 - Platform Marker - Added AR>14>30>01>00 - Car Stopping Platform Marker - Added AR>14>30>02>00 - End of Usable Platform Marker
1.39 | 2019-08-09 | Following changes done in Electrical TMC Framework: Added - EL01321300 - ACCB SCHNEIDER 11KV PREMSET Addedd - EL01630600 - BUSBAR SCHNEIDER 11KV PREMSET & VT Added - EL01230800 - ACCB SCHNEIDER 11KV SM6 Added - EL01310300 - ACCB SCHNEIDER 33KV VOX VG4A 1250A Addedd Level 3 - EL>12>50 - Voltage Limiting Device (VLD) and Level 4 code: EL12500100 - VLD- SIEMENS, SISTRAS SCD
1.38 | 2019-07-26 | Following changes done in Track TMC Framework: - Created TR>01>10>03 - Track-Main Line - Embedded - Created TR>01>10>04 - Track-Siding - Embedded - Created TR>02>10>06 - Turnout Standard Xing - Embedded - Created TR>02>10>06 - Turnout Manganese Xing - Embedded - Created TR>02>30>03 - Diamond Standard Xing- Embedded - Created TR>02>30>04 - Diamond Manganese Xing - Embedded - Created TR>02>60>04 - V - Crossing - Embedded - Created TR>02>60>05 - K - Crossing - Embedded - Created TR>02>60>06 - H - Crossing - Embedded - Created TR>02>60>07 - Turnout Switch - Embedded - Changed TR>03 Plain Line Track Equipment to Track Equipment - Created TR>03>10>02 - Grooved Rail Following changes done in Architecture & Services TMC Framework: - Changed AR11100900 - Train Jack to Lifting Jack
1.37 | 2019-06-13 | Following changes done in Architecture & Services TMC Framework: Added 'Rail Tensioner' as AR12101100
1.36 | 2019-06-12 | Following changes in Signalling & Control System TMC Framework: Added SG 11 20 03 00 - Axle Counter – Frauscher FAdC R2
1.35 | 2019-05-15 | Following changes done in Architecture & Services TMC Framework: - Added 'Safe Access Platform' as 'AR09130200'.
1.34 | 2019-05-08 | Following changes in Technology and Telecom TMC Framework - Changed TE>11>20 as a Group 'Security Systems' - Created TE>11>21 as a Group ' Rail Security Systems' - Created TE>11>22 as a Group ' Localised Building Security Systems' - Created TE>11>22>01 as a Group ' Localised Speed Stiles System' - Created TE>11>22>02 as a Group ' Localised CCTV System' - Created TE>11>22>03 as a Group ' Localised Intruder Detection System' - Created TE>11>22>04 as a Group 'Localised Access Control System' - Created TE>11>22>05 as a Group ' Localised Intercom System' - Created TE>11>22>06 as a Group ' Localised Perimeter Warning System' - Deleted TE>11>30 Perimeter Warning Systems and TE>11>30>01 Fence Alarm System - Added TE>11>21>02 as Perimeter Warning Systems
1.33 | 2019-04-18 | Following changes in Technology and Telecom TMC Framework Deleted TMC Code TE01410200 – CTIP Software
1.32 | 2019-04-04 | Following changes in Civil & Structures TMC framework - Changed CV01350100- Footbridge Access Abutment to CV01330200 - Changed CV01360100- Footbridge Access Pier to CV01340200 - Deleted CV01350100 and CV01360100 - Changed CV11200200 to CV11200100. - Changed CV01410300 – Access Bridge description to Access Bridge-Masonry / Concrete - Added new CV01520100 – Subway Span - Added new CV01530100 – Subway Abutment - Added new CV01540100 – Subway Pier - Changed CV01700200 - Bridge Gantry description to Bridge Maintenance Gantry
1.31 | 2019-03-08 | Following changes in Track TMC framework - Added 02 > 60 Switches and Crossings under Special Track Work and also 02 > 60 > 01 V - Crossing, 02 > 60 > 02 K - Crossing and 02 > 60 > 03 Turnout Switch
1.3 | 2019-02-27 | Following changes in Track TMC Framework: - Deleted TR02100600 - Turnout Manganese Spring Wing Xing - Changed the description of TR02100500 from 'Turnout Manganese SwingWingXing' to 'Turnout Manganese Spring Wing Xing'.
1.29 | 2019-02-20 | Following changes in Electrical TMC Framework:- Added new Level 3- EL 04 53 00 00 - 1500V 3 Position Negative Changeover Switch – Manual and Level 4- EL 04 53 01 00 - 1500V Neg Changeover Switch ART 4800A
1.28 | 2019-02-06 | Following changes in Track TMC Framework: - Added TR02100600 for Turnout Manganese Spring Wing Xing Following changes in Electrical TMC Framework: - Changed the description of EL16110200 to 'DCCB DELTA I PROTECTION – SMC, SWARTZ 76' to include SWARTZ 76
1.27 | 2019-01-29 | Following changes in Electrical TMC Framework: - Added EL 02 21 03 00 - TRAN WILSON 66/33KV 20MVA
1.26 | 2019-01-23 | Following changes done in Architecture & Services TMC Framework: Small correction: Changed AR>05>14>02>00 - Thermostatic Mixing Valve from AR05130200 to AR05140200
1.25 | 2019-01-22 | Following changes in Technology & Telecom TMC Framework: Added TE07200100 - PLC System> PLC Unit
1.24 | 2019-01-21 | Following changes in Signalling & Control System TMC Framework: Added SG05400600 - Comp Based Interlocking-WESTRACE MkII
1.23 | 2018-11-27 | Following changes done in Architecture & Services TMC Framework: 05>20 changed from Sewer System to Sanitary Sewer System 05>30 deleted 05>40 changed from Drainage System to Stormwater Drainage System and 05>50 changed from Tunnel Drainage System to Tunnel Stormwater Drainage System Created new (AR>02>43>01>00) - Air to Air Heat Exchangers Changed the name of level 3 Group 02>20 from Air Conditioning Chilled Water Systems to Air Conditioning Water Systems Created new level 3 & level 4 (AR>02>23>01>00) for Hot Water Heating System Created new level 3 (AR>05>14) - Valves Created new level 4 (AR>05>14>01>00) - Backflow Prevention Valve Created new level 4 (AR>05>14>02>00) - Thermostatic Mixing Valve
1.22 | 2018-11-15 | Following changes done in Architecture & Services TMC Framework: Change Level 3 - 07>26 - from Power Factor Correction System to LV Supply Conditioning Level 4 - 07>26>01 - Power Factor Correction System - no change Create Level 4 - 07>26>02 - LV Harmonic Filter Change Level 3 - 07>23 - from Photovolatic Supply to Photovolatic System Change Level 4 - 07>23>01 - from Photovolatic / Solar Panel to Panel Create Level 4 - 07>23>02 - Inverter Create Level 4 - 07>23>03 - Battery Delete Level 4 07>27>01- Cable & 07>27>02-Cable Troughing; Delete Level 3 - 07>27 Electrical LV Reticulation System Change Level 3 - 07>25 - from Earthing, Lighting, Surge Protection to LV Reticulation and Earthing Level 4 - 07>25>01 - Earthing, Lighting, Surge Protection - no change Create Level 4 - 07>25>02 - Metering Create Level 4 - 07>23>03 - LV Reticulation System Change Level 3- 07>21 from Metering to LV Fixtures & Fittings Change Level 4-07>21>01 from Electrical Meter to LV Fixtures & Fittings Create Level 4 - 11>10>23 - Fixed Storage Racks
1.21 | 2018-11-13 | Following changes in Technology and Telecom TMC Framework to accommodate Light Rail assets Added TE14110400 - Distribution Frames; TE14110500 - Patch Panel Change description of TE>08>32 - Data Network Terminal Unit as Data Network - level 3. Added TE08320100 - Data Network Terminal Unit; TE08320200 - Data Switch; Added TE08320300 - Data Router; Added TE08320400 - Data Server Added TE03>50>Control Centre Data Systems - Level 3; TE03500100 - Data Server; TE03500200 - Firewall; TE03500300 - GPS Receiver; TE03500400 - GPS Clock; TE03500500 - Workstation; TE03500600 - Media Converters Made TE11>10 as Group " CCTV Systems" and TE11>11 as Rail CCTV Systems; TE11100100 changed to TE11110100; TE11100200 changed to TE11110200; TE11100300 changed to TE11110300; TE11100400 changed to TE11110400 Added TE11>12 - Light Rail CCTV and Emergency Help Point Systems - Level 3; TE11120100 - CCTV Systems; TE11120200 - Help Point Systems Added TE01>60-Light Rail Radio Systems - Level 3 as a group; TE01>61 as PMR (Public Mobile Radio) Systems and TE01>62 as Tetra Systems Added TE01>61>0100 - Radio Network; TE01>61>0200 - Base Station; TE01>61>0300 - Antenna; TE01>62>0100 - Radio Network; TE01>62>0200 - Base Station; TE01>62>0300 - Antenna Implementing changes after joint discussion and agreement with Sydney Trains- MM, SC and Alex (Phone) of ST on 7.11.18 New- Level 4 - 01>12>04>DTRS Transponder Delete 04>11>00 - Astra Telephony Switch Exchange Create >04>10>01 - Astra Telephony Switch Exchange Delete 04>21>00 - Astra Telephone Server Exchange Create >04>20>01 - Astra Telephone Server Exchange Add 'System' in Level 3 for 01>13; 01>14; 01>15; 01>21; 01>22; 03>40; 09>20; New- Level 3 - 09>32 Visual Art Screen System; Level 4 - 09>32>00 Visual Art Screen System Changing TE13400000 - Network Management System to TE13400100 Changing TE13400100 - Firewall, Information Security to TE13400200 Minor typo correction
1.2 | 2018-10-22 | Following changes in Architecture & Services TMC Framework: Entire section '04-Fire & Life Safety Systems' has been updated.
1.19 | 2018-10-03 | Following changes in Track TMC Framework: Created TR02100500 for Turnout Manganese SwingWingXing Following correction in Architecture & Services TMC Framework: AR04500300- Level 4 description: Emergecny Warning Sytsem to System AR0513: Level 3 description:Storm Water System to Storm Water Supply Added AR09240100 - Fixed Expandable Barrier Following changes in Electrical TMC Framework: - Added EL03162300 RF TRAN TMC 66KV/2x600V 5.35MVA +TAPCH - Added EL03162400 RF TRAN ALSTOM 33KV/2x600V 5.35MVA+TAPCH - Added EL03162500 RF TRAN TYREE 33KV/2x600V 5.35MVA+TAPCH - Correct duplication of code EL01510100: Changed the code of ABS ACELEC 66KV 3PH ROCKER MAN from EL01510100 to new one EL01513000 - Correct duplication of code EL01510200: Changed the number of ABS ACELEC 11KV 3PH 300A ROCKER MAN from EL01510200 to new one EL01513100 - Change description for ‘EL03641100: NEG-REACT TMC 4000A OD B/OIL BREATHER’ to ‘NEG-REACT TMC 4000A OD B/OIL BRTHER+Fbre; - Added new TMC - EL08610200 - 1500V AERIAL FEEDERS to Map EGI EP08412100 - 1500V Aerial Feeders
1.18 | 2018-09-10 | Following changes in Electrical TMC Framework: -Added EL01230600:ACCB SCHNEIDER 33KV GHA -Added EL01230700:ACCB SCHNEIDER 11KV GMA -Added EL01630400:BUSBAR SCHNEIDER 33KV GHA 1250A -Added EL01630500:BUSBAR SCHNEIDER 11KV SM6 1250A - Added EL02330100: TRAN TMC 66/11KV 2 MVA -Added EL02511400:TRAN ALSTOM 33/11KV 6.25MVA HV+LV CAB - Added EL03561500: HARM-FILT HSS 600 1200HZ PANEL AND TRUCK - Added EL04113200: 1500V DCCB-FDR HSS SAFEBOND PANEL & TRK - Added EL04121800: 1500V DCCB-RECT HSS SAFEBOND WITH BB VT - Added EL04121900:1500V DCCB-RECT HSS SAFEBOND W/O BB VT -Added EL14510200:TRAN-CAST RESIN,TMC,11/0.415KV,1MVA -Added EL14510300:TRAN-CAST RESIN,TMC,11/0.415KV,2MVA -Added EL16340100:NUMERIC RLY-HARM FILT PROT STRIKE RLC04 - Changed description of EL1711: From 'Positive 1500V DC Cables' to '1500V DC Cables' - Changed the code to EL1712 to EL1711: From 'Negetive 1500V DC Cables' to '1500V DC Cables'; Hence the TMC 'EL17120200' now changed to 'EL17110200'. - EL17320200: 11 kV AC Cables - changed the code to EL17320100 - Corrected L4 code - EL17330300: 25 kV AC Cables - changed the code to EL17330100 - Corrected L4 code - EL17340400: 25 kV AC Cables - changed the code to EL17340100 - Corrected L4 code - EL17350500: 25 kV AC Cables - changed the code to EL17350100 - Corrected L4 code -Added EL19110100:HARMONIC FILTER, SCHNEIDER,33KV,4MVAR -Added EL19110200:HARMONIC FILTER, O.N.E,33KV,4MVAR -Added EL19120100:HARMONIC FILTER, SCHNEIDER,11KV,0.5MVAR -Added EL19120200:HARMONIC FILTER, SCHNEIDER,11KV,2MVAR -Added EL19120300:HARMONIC FILTER, O.N.E,11KV,2MVAR
1.17 | 2018-08-23 | Following changes in Civil & Structures TMC Framework: Changed/Corrected the order CV01110500 & CV01110600
1.16 | 2018-05-04 | Following changes in Track TMC Framework: Created TR01100200 for Track-Siding
1.15 |  | Following changes in Signalling & Control Systems TMC Framework: Minor correction - duplicate line removed from SG10420100 and SG10420200
1.14 | 2018-03-05 | Following changes in Property TMC Framework: Created group 40 as Yard Facilities under Operations Facilities (04) and created PP044001 – Rail Yard Facility
1.13 | 2018-02-22 | Following changes in Signalling & Control Systems TMC Framework: Correction SG17100300 from “Location Cupboard/Case” to “Equipment Cubicle”.
1.12 | 2018-02-07 | Following changes in Signalling & Control Systems TMC Framework: - SG02300100: Passenger Information System - removed. - Added SG10510200: Points-Spherolock EP-A-Unit Non-Inbearer. - Changed the description of SG11200100 - added AzS350 instead of AMPS600 - Added SG11200200: Axle Counter- AzLM Thales (Track Sequencing Function Only) - Added new SG14110600: Safeworking Sign-YL/EYL - Changed the number of Safeworking Signs Other Types from SG14110600 to SG14110700 - Description changed for SG01320300: Control Panel-Push Button Self Contained - Description changed for SG01320400: Control Panel-Push Button Integrated (WHOUSE). Following changes in Architecture and Services TMC Framework: - Added 'Lift Towers' 16. Lift Tower > 01. Lift Tower under 9. Building & Access - Added Lighting Poles 28. Installation Lighting Pole > 01. Lighting Poles - Steel and 02. Lighting Poles - Timber under 7.Electrical LV Installation & Lighting Systems
1.11 | 2017-11-23 | Following description changes in Property TMC Framework: - PP07100100 : 'Rail Signalling Box/Complex' to 'Rail Sig Facilities - Box/Complex' - PP07100200 : 'Signalling Enclosure - Small Buildings' to 'Rail Sig Facilities - Small Buildings' - PP07100300 : 'Signalling Enclosure - Location Cases' to 'Rail Sig Facilities - Location Cases' - PP07100400 : 'Signalling Enclosure - Emergency Boxes' to 'Rail Sig Facilities - Emergency Boxes' Following description changes in Civil & Structure TMC Framework: Added CV06200400 - Overhead Loading Structure Following changes in Signalling & Control System TMC Framework: - Ground Frame-Mechanical (SG05100200) added under Interlocking > Mechanical / Electro-Mechanical - Signalling enclosures added as level 2(17); Trackside Housing as level 3 and Small Building / Bungalow/Hut (SG17100100); Location Cupboard/Case (SG17100200); Equipment Cubicle (SG17100300); Emergency Box (SG17100400) as level 4. - Changed the number of 'Trk Cct - ET200 DPU' from SG11141400 to SG11141800; - 'Trk Cct - WHOUSE 2500' from SG11141500 to SG11141400; - 'Trk Cct - WHOUSE 2500 w Parallel Bonds' from SG11141600 to SG11141500; - 'Trk Cct - WHOUSE 2500 DPU' from SG11141700 to SG11141600 and - ' Trk Cct-WHOUSE 2600' from SG11141800 to SG11141700; - Description changed for SG13200400 from 'Worksite Protection Key Switch' to 'Signal Key Switch'.
1.1 | 2017-10-31 | Following description changes in Track TMC Framework: - Added 04>70 Manual Non-Interlocking Points Levers under 04>Track & Rail Anciliary Equipment; also 04>70>01 Points Lever - Thornley, 04>70>02 Points Lever - Ball, 04>70>03 Points Lever - Racor and 04>70>04 Points Lever - National Trackwork; - Changed the name 03>50 from 'Track Weld' to 'Rail Weld' - Added the word 'Weld' in level 4 description for 03>50>01, 03>50>02 & 03>50>03 - Added 04>12>03 Energy Absorbing Buffer Stop-Combination - Removed 02 > 60 Switches and Crossings under Special Track Work and also 02 > 60 > 01 V - Crossings, 02 > 60 > 02 K - Crossings and 02 > 60 > 03 Turnout Switches. It was agreed that ST will maintain them and create TMC in level 5 - Added 'Eight Cars Signage' under Track Signage; TR04300200 Following changes in Architecture & Services TMC Framework: - Removed 'Eight Cars Signage' AR14300100 from Architecture & Services - Added Weighbridge non-rail' as AR11102200
1.09 | 2017-10-30 | - Removed Weighbridge (CV13101700) from Civil & Structure
1.08 | 2017-10-04 | -Added new Tab - TMC Framework for Technology & Telecommunications
1.07 | 2017-08-24 | -Updated Fleet Architecture to include New Intercity Fleet (RD) and Sydney Growth Train (RB)
1.06 | 2017-06-20 | - Updated TMC Framework for Architecture & Services - Moved Management System (Tunnel & Building Management System) to Signalling & Control Systems; Keeping the code AR08 empty for future use. Fixed TMC code for Lifts, corrected the formula. - Updated TMC Framework for Signalling & Control Systems by adding Building & Tunnel Management System at Telemetry Systems. Removed SG01200100 - Indication System-TVS; Keeping the code SG0120 empty for future use. Added new Tab to include Fleet Architecture
1.05 | 2017-03-08 | - Updated TMC Framework for Civil & Structures - Updated TMC Framework for Electrical - Updated TMC Framework for Track - Updated TMC Framework for Signalling & Control Systems - Updated TMC Framework for Property
1.04 | 2016-12-09 | - Updated TMC Framework for Architecture & Services - Walkways & Fixed Plant - Modified TMC Framework for Property - Minor Plant & Equipment - Added TMC Framework for Electrical
1.03 | 2016-10-18 | - Added TMC Framework for Property - Modified TMC Framework for Architecture & Services
1.02 | 2016-09-13 | - Added TMC Framework for Civil & Structures - Added TMC Framework for Track - Added TMC Framework for Architecture & Services
1.01 | 2016-08-15 | - Electrical tab removed - Updated TMC Framework for Signalling & Control Systems
1 | 2015-05-28 | First issue