## Cover page
TS 01501:3.01
T MU AM 02002 TI, T MU AM 02006 TI
Technical information
Asset Classification System and Data Dictionary
Issue date: 02 December 2025
Effective date: 02 December 2025
© State of NSW through Transport for NSW 2026
Superseded by TS 01501:3.01 30/03/2026

## Disclaimer
TS 01501:3.01
Asset Classification System and Data Dictionary
Effective date: 02 December 2025
Disclaimer
This document has been prepared by Transport for NSW (TfNSW) specifically for its own use and
is also available for use by NSW public transport agencies for transport assets.
Any third parties considering use of this document should obtain their own independent
professional advice about the appropriateness of using this document and the accuracy of its
contents. TfNSW disclaims all responsibility and liability arising whether directly or indirectly out
of or in connection with the contents or use of this document.
TfNSW makes no warranty or representation in relation to the accuracy, currency or adequacy of
this document or that the document is fit for purpose.
The inclusion of any third party material in this document, does not represent an endorsement by
TfNSW of any third party product or service.
For queries regarding this document, please email Transport for NSW Asset Management Branch at
standards@transport.nsw.gov.au or visit www.transport.nsw.gov.au
© State of NSW through Transport for NSW 2026

## Standard Governance
TS 01501:3.01
Asset Classification System and Data Dictionary
Effective date: 02 December 2025
Document information
Owner: | Director Asset Information
Asset Management
Planning, Integration and Passenger
Mode: | Multimodal
Discipline: | Asset management
Document history
Revision | Effective date | Summary of changes
2.00 | 2023-06-30 | This consolidates and supersedes asset classification system and
data dictionary technical information documents T MU AM 02002 TI and
T MU AM 02006 TI.
2.01 | 2023-09-15 | Description updates and addition of class specific attribute values,
details listed in version history.
2.02 | 2024-01-18 | Description updates and addition of class specific attribute values,
details listed in version history.
2.03 | 2024-05-01 | Description updates and addition of class specific attribute values,
details listed in version history.
3.00 | 2024-11-04 | Description updates and addition of class specific attribute values,
details listed in version history.
3.01 | 2025-12-02 | Description updates and addition of class specific attribute values,
details listed in version history.
© State of NSW through Transport for NSW 2026

## Preface
TS 01501:3.01
Asset Classification System and Data Dictionary
Effective date: 02 December 2025
Preface
The intended outcomes of this document are to provide technical information on the asset
classification system and the data dictionary so as to ensure consistency and alignment in the
asset register data.
The asset classification system provides a single point of reference of asset discipline,
sub-discipline, asset class, sub-class, and technical object codes for TfNSW, Transport cluster
agencies, TAOs, and service providers involved in the planning, acquisition, operation,
maintenance, and disposal of assets across the transport portfolio.
The data dictionary provides information on asset attributes and metadata to enable consistency
and alignment in the management of asset register data for TfNSW owned assets.
This document is to be read in conjunction with the suite of standards TS 01515 Asset Information
for the application of these codes.
TS 01501 supersedes T MU AM 02002 TI Asset Classification System and
T MU AM 02006 TI Asset Register and Data Dictionary.
© State of NSW through Transport for NSW 2026

## Sections 1 and 2
TS 01501:3.01
Asset Classification System and Data Dictionary
Effective date: 02 December 2025
1. Scope
TfNSW owns a large and diverse asset portfolio, of tangible and intangible assets, which exists
across multiple asset applications, asset systems, and transport modes. These assets and
associated asset information are managed on behalf of TfNSW by service providers.
The purpose of this document is to ensure consistency and alignment in the asset register data
that is managed by service providers and handed over by projects delivering new or altered assets
to TfNSW.
This document contains an asset classification system and asset data dictionary. The asset
classifications tab is a library of asset classes that exists across the transport cluster. The data
dictionary (composed of the common and class specific attributes tabs) are structured to support
the capture of generic, asset class specific, and linear or non-linear feature attributes and
metadata. Additional specific attributes and linear or non-linear feature attributes will be
progressively published as they are defined. To facilitate consistent application of this structure,
value lists have been developed for common and class specific attributes.
2. Application
The asset classification system and data dictionary defined within this document apply to all
assets owned by TAHE/TfNSW. The attributes and metadata apply to asset objects in asset
information systems, and digital model representations of the asset.
The attributes should be used during asset register creation. The class specific attributes can be
filtered to determine the attributes applicable to an asset based on its classification. The filtered
list of attribute names and value lists should be transposed into the asset register created.
This document should be used by all existing and future service providers who manage TfNSW
owned assets and associated asset information, and projects delivering new or altered assets and
associated asset information to TfNSW.
TfNSW expects that service providers and projects align to this document irrespective of the asset
information systems being used to manage asset data.
The asset register is to be developed in collaboration between the project service provider and
operator or maintainer service provider as part of asset handover. The asset register should contain
the common attributes for all asset classes. The asset register should also contain any class
specific attributes associated with the classification applied to the assets.
TfNSW expects the existing service providers and project contracts to align with this document, in
order to be considered as compliant to TfNSW requirements. For future service providers and
project contracts, this document and the related asset information standards will be referenced as
contract requirements. The timing requirements for alignment will be embedded within the contract.
This document should be read in conjunction with TS 01515.1 which provides overarching
requirements for the management of TfNSW asset data and information. Asset class mapping
between legacy asset classifications and class specific attributes contained within the superseded
document T MU AM 02002 TI and this standard TS 01501 are available upon request to
assetinformation@transport.nsw.gov.au.
© State of NSW through Transport for NSW 2026

## Section 3
TS 01501:3.01
Asset Classification System and Data Dictionary
Effective date: 02 December 2025
3. Referenced documents
The following documents are cited in the text. For dated references, only the cited edition applies.
For undated references, the latest edition of the referenced document applies.
International standards
ISO 12006 (all parts) Building construction – Organization of information about construction works
Transport for NSW standards
TS 01499 Asset Reference Codes Register
TS 01500 Technical Maintenance Coding Register
TS 01515.1 Asset Information – Part 1: Management of Asset Information
Legislation
Disability Discrimination Act 1992 (Cth)
Disability Standards for Accessible Public Transport 2002 (Cth)
Transport Administration Act 1988 (NSW)
Other referenced documents
Australian Accounting Standards Board, AASB 138 Intangible Assets
Transport for NSW, CP22005 Capitalisation Policy (This document is not publicly available. To
obtain access email standards@transport.nsw.gov.au).
Transport for NSW, CP22006 Intangible Assets Capitalisation Policy (This document is not
publicly available. To obtain access email standards@transport.nsw.gov.au).
Transport for NSW, Section 170 Heritage and Conservation Register (This document is not
publicly available. To obtain access email standards@transport.nsw.gov.au).
Transport for NSW, Schedule of Classified Roads and Unclassified Regional Roads
© State of NSW through Transport for NSW 2026

## Section 4
TS 01501:3.01
Asset Classification System and Data Dictionary
Effective date: 02 December 2025
4. Terms, definitions and abbreviations
The following terms, definitions and abbreviations apply in this document.
ACS Asset Classification System
AMB Asset Management Branch within TfNSW
DD data dictionary
Note: Refers to the Common Attributes, Class Specific Attributes, Type of and Value
List tabs.
DSAPT Disability Standards for Accessible Public Transport 2002
intangible asset as defined in AASB 138 Intangible Assets
ISO International Organization for Standardisation
service provider a service provider is an individual or entity providing a service to TfNSW
TACP Transport Asset Custodian Platform
TAO Technically Assured Organisation
Table 1 – Data type and format
| Data type | Format | Definition
| Alphanumeric | varchar(m) | [a-z], [A-Z], [0-9], [-], [+], [/], [()], [:], [.] Letters and digits where m is the maximum number of characters allowed. e.g. an attribute with an Alphanumeric data type and Format varchar(4) could be 34AB but not 456ABC.
| Coordinates | ±DDD.DDDDDD, ±DDD.DDDDDD | Decimal degree representation of latitude and longitude geographic coordinates. The latitude coordinate will precede the longitude coordinate, separated by a comma.
| Date | YYYY-MM-DD | Date expressed in terms of year, month, day.
| Integer | number(p) | Positive whole numbers only. An integer value does not have a decimal point. Fixed precision number with precision (p). Precision is the maximum total number of decimal digits that will be stored. For example, an attribute with an Integer data type and format number (8) is 99999999 maximum.
| Time | HH:MM | Time expressed in 24-hour notation e.g. between 00:00 and 24:00
© State of NSW through Transport for NSW 2026

## Sections 4 continued and 5
TS 01501:3.01
Asset Classification System and Data Dictionary
Effective date: 02 December 2025
Table 2 – Units of measurement
| Code | Description | Code | Description
| $ | Dollar | m/s | Metres per second
| % | Percent | m2 | Metre squared
| A | Ampere | m3 | Cubic metre
| A h | Ampere hour | m3/s | Cubic metre per second
| C | Degree Celsius | MB | Megabyte
| DD | Decimal degree | mm | Millimetre
| Degrees | Degrees | mm2 | Square millimetre
| EACH | Integer count | Mt | Megatonne
| Hz | Hertz | Mt/y | Million of tonnes per year
| IRI | International roughness index | N | Newtons
| kg | Kilogram | N/A | Not Applicable
| kg/m | Kilogram per metre | ohm | Ohm
| km | Kilometre | pph | Pounds per hour
| km/h | Kilometre per hour | s | Second
| kPa | Kilopascal | t | Tonne
| kVA | Kilovolt-amperes | V | Volt
| kVAr | Kilovolt-amperes reactive | VA | Volt-ampere
| kW | Kilowatt | y | Year
| kWh | Kilowatt-hour
| L | Litre
| L/s | Litres per second
| m | Metre
5. Key information
This document should be read in conjunction with TS 01515.1 Asset Information – Part 1:
Management of Asset Information which provides overarching requirements for the management of
TfNSW asset data.
This document contains references to existing asset information standards and registers,
published on the AMB website which are required to be complied with when creating an asset
register.
The data dictionary (composed of the Common Attributes and Class Specific Attributes tabs – and
associated value lists) is structured to support the capture of generic, asset class specific, and
linear feature attributes and metadata. The data dictionary can be filtered to determine the
attributes applicable to an asset based on its classification.
© State of NSW through Transport for NSW 2026

## Legend
TS 01501:3.01
Asset Classification System and Data Dictionary
Effective date: 02 December 2025
6. Legend
Table 3 provides asset classification elements description.
Table 3 - Index
| Elements | Description |  | Code
| Application | Provides an operational view to support decision-making with a bias on service delivery, e.g., failure mode, effects, and criticality analysis. |  | 2 characters
| System | Supports a unique functional system under its associated level 1 heading. |  | 2 characters
| Class | Provides a unique function and has mutually exclusive attribution requirements related to the management and maintenance of asset information aligned with technical asset register. |  | 4 characters
| Technical Object Code | Concatenation of [System Code]-[Class Code] |  | 7 to 10 characters
| Capitalise | Defines whether the technical object (maintainable asset) is to be capitalised or rolled up into a parent asset (e.g: building, system, bridge).
| Financial Asset Class | Defines the financial fixed asset class mapping to the technical object (maintainable asset).This should be done in accordance to CP22005 Capitalisation Policy and CP22006 Intangible Assets Capitalisation Policy.
| ISO 12006 mapping | Defines the mapping of the asset technical object to the ISO 12006 framework for classification.
| Asset Category | Defines the asset as being linear, non linear or mobile.
| Technical Description | A brief description of the asset class.
`
© State of NSW through Transport for NSW 2026

## Asset System
TS 01501:3.01
Asset Classification System and Data Dictionary
Effective date: 02 December 2025
7. Asset system
| Application Code | Application Description | System Code | System Description | Technical Description
| CO | Corridor | BA | Barriers | Structures and equipment that physically prevents something from moving from one place to another.
| CO | Corridor | BR | Bridges | Any structure or component of a structure built to span a road, railway or to enable road, rail to span a physical barrier.
| CO | Corridor | DG | Drainage | Structures or equipment pertaining to the facilitation of drainage.
| CO | Corridor | GE | Geotechnical | Works concerned with the engineering behaviour and processing of earth materials involving quantities of soil or unformed rock.
| CO | Corridor | GT | Gantries & Towers | Structures which are tall in proportion to the size of their base and serves functions requiring height and their components.
| CO | Corridor | NG | Navigational Aids | Any sort of signal, markers or guidance equipment which aids the traveller in navigation, usually nautical or aviation travel.
| CO | Corridor | RO | Roads | Structures pertaining to the conveyance of traffic on an improved surface designed for use by vehicles and pedestrians.
| CO | Corridor | RS | Retaining Structures | Structures (e.g. walls, dams, barriers, or bins) engineered to hold earth materials or water in place or from encroaching on an area.
| CO | Corridor | SR | Service Routes | Structures and equipment pertaining to the pathway from source to application for services.
| CO | Corridor | SS | Structural Systems | Systems that transfer loads through interconnected elements or members.
| CO | Corridor | TR | Track | Mechanisms, equipment, and components that form a part of the permanent structural way which enables the movement of trains.
| CO | Corridor | TU | Tunnels | Structures and structural components pertaining to an underground passageway dug through the surrounding soil/earth/rock and enclosed except for an entrance and exit.
| CO | Corridor | WA | Waterways | Navigable bodies of water.
| CO | Corridor | XG | Crossings | An intersections of a transport corridors that allow for the traversal of pedestrians and/or other transport modes.
| CO | Corridor | PK | Pavement Marking | Painted or applied lines, symbols, and messages on road surfaces that guide and inform drivers.
| CO | Corridor | SP | Slopes | Inclined surfaces that must be designed and maintained to provide safe and stable access.
| CO | Corridor | TS | Transport Systems | Infrastructure and vehicles that facilitate the movement of people and goods.
| CO | Corridor | PV | Pavement System | A structural system designed to provide a durable, load-bearing surface for vehicular traffic, consisting of multiple layers including subgrade, sub-base, base, and wearing surface.
| CS | Control Systems | FR | Fire & Life Safety | Systems of safety equipment designed and installed to protect property and occupants from the threats of a fire.
| CS | Control Systems | NR | Network Access & Revenue | Systems, equipment, and tools which aid in the maintenance of an existing business network.
| CS | Control Systems | OC | Operational Control | Systems that involve monitoring and evaluating the operations within an organization.
| CS | Control Systems | PM | Building & Plant Management | Systems and equipment involved in the management of buildings or networks.
| CS | Control Systems | SY | Security | Systems, equipment, and tools involved in the prevention of unauthorised intrusion into a premises and reports such attempts.
| DA | Data & Communications | AU | Audio Communications | Systems, equipment, and tools involved in the collection, handling, transmission, and projection of sound.
| DA | Data & Communications | MW | Monitoring & Warning | A system that can monitor a specific or broad range of metrics and distribute the information to related systems or otherwise respond to it, with the purpose to warn of potential safety hazards.
| DA | Data & Communications | NA | Navigation | Systems involving signage concerned with helping to direct from point to point or confirming progress along a route.
| DA | Data & Communications | NE | Network | Systems, equipment, and tools which enable the computers to communicate electronically with other computer systems.
| DA | Data & Communications | SU | Traffic Control and Surveillance | Systems used to maintain close observation of a locations, people, or groups.
| FA | Facilities & Property | BF | Building Fixtures | Objects permanently attached to a property by way of bolts, screws, nails, glue, cement, or other means.
| FA | Facilities & Property | BL | Buildings | Roofed and walled structures.
| FA | Facilities & Property | LP | Land & Place | An area of ground with a particular use.
| FA | Facilities & Property | VT | Vertical Transport | Equipment and structures involved in transporting people or objects vertically.
| FL | Fleet | BU | Buses | Large motor vehicles designed to carry a significantly higher number of passengers than an average car or van
| FL | Fleet | FE | Ferries | Boats or ships for conveying passengers and goods, especially over a short distance and as a regular service
| FL | Fleet | LG | Light Rail | Vehicles servicing a form of passenger urban rail transit characterised by a combination of tram and metro features primarily on surface streets that are shared with other forms of transportation.
| FL | Fleet | OF | Onboard Fleet Systems | Onboard systems and equipment involved in the operation of fleet vehicles.
| FL | Fleet | RA | Rotables | Materials and supplies acquired for installation that are removable from a unit of property.
| FL | Fleet | TN | Trains | Series of connected railway carriages or wagons moved by a locomotive or by integral motors.
| FL | Fleet | VH | Vehicle | Assets for transporting persons or things.
| IA | Intangible Assets | DA | Data Assets | Data or dataset that holds value to an organisation and can be used for decision-making, analysis, or generating insight
| IA | Intangible Assets | IP | Intellectual Property | Legal rights and protections granted to innovations, designs, technologies, and proprietary information developed for transportation systems.
| IA | Intangible Assets | LI | Legal and Financial Instruments | Formal agreements, policies, or artefacts that establish the rights, obligations, and financial arrangements between parties involved in transportation activities, such as contracts, insurance, bonds, and regulatory frameworks.
| IA | Intangible Assets | MS | Management Systems | Structured framework of policies, standards, processes, and procedures used to ensure an organisation can fulfill all tasks required to achieve its objectives effectively and efficiently.
| IA | Intangible Assets | SO | Software and Tooling | Platforms, applications, and tools that are designed to perform specific tasks or support the development, management, and operation of software systems.
| PL | Plant & Equipment | FP | Plant | Machinery, equipment, and appliances.
| PL | Plant & Equipment | MB | Mobile Plant & Equipment | Machinery, equipment, and appliances which are mobile in nature, provided with some form of self-propulsion that is ordinarily under the direct control of an operator.
| PL | Plant & Equipment | TV | Maintenance Machines & Vehicles | Maintenance vehicles and machines which move on tracks and roads, including self-propelled vehicles which move on tracks.
| PL | Plant & Equipment | ME | Mechanical, Electrical, and Hydraulic Systems | Integrated components that power, control, and support various asset functions.
| UT | Energy & Utilities | AC | Heating Ventilation and Air Conditioning | Machinery, equipment, and appliances pertaining to heating, ventilation, and air conditioning.
| UT | Energy & Utilities | CA | Compressed Air | A system of major subsystems and components with the purpose of delivering air at a required pressure and the end uses of this air.
| UT | Energy & Utilities | FO | Fuel & Oil | A system which encompasses all components involved in transporting, metering, and mixing fuel from the fuel tank to the combustion chamber.
| UT | Energy & Utilities | LT | Lighting | Equipment used for the purpose of generating light.
| UT | Energy & Utilities | PO | Power | Equipment and components pertaining to the distribution of electricity.
| UT | Energy & Utilities | UL | Utility | Essential services, such as water, electricity, and telecommunications, that enable the operation and use of assets.
| UT | Energy & Utilities | WC | Water Control | Systems involved with regulating still or moving surface and/or stream water that, if left unchecked, would inundate private or public property.

## Asset Classification
TS 01501:3.01
Asset Classification System and Data Dictionary
Effective date: 02 December 2025
8. Asset classification
Application |  | System |  | Class |  | Technical Object Code (TOC) | Fixed Asset Register Mapping |  | ISO 12006 | Asset |  | Has
Code | Description | Code | Description | Code | Description | (TOC) | Capitalise | Asset Class (Financial) | Mapping | Category | Technical Description | Type Of
CO | Corridor | BA | Barriers | FENC | Fence | BA-FENC | Yes | Infrastructure (Corridor), Building (Facility) | System | Linear | A structure serving as an enclosure, a barrier, or a boundary, usually made of posts or stakes joined together by boards, wire, or rails. | Yes
CO | Corridor | BA | Barriers | GATE | Gate | BA-GATE | No, with parent fencing |  | Product | Non Linear | A hinged barrier used to close an opening in a wall, fence, or hedge. | Yes
CO | Corridor | BA | Barriers | NOIW | Noise Wall Barrier | BA-NOIW | Yes | Infrastructure (Corridor), Building (Facility) | System | Linear | Noise wall (also called a noise barrier or sound barrier) is a structure designed to protect inhabitants of sensitive land use areas from noise pollution. | No
CO | Corridor | BA | Barriers | SFBR | Safety Barrier | BA-SFBR | Yes | Infrastructure (Corridor), Building (Facility) | System | Linear | A structure which prevents passage into a dangerous area, commonly used to mitigate risk. | Yes
CO | Corridor | BR | Bridges | SPCM | Bridge Span Component | BR-SPCM | No, with parent bridge |  | Element | Non Linear | A component that is part of the structure or design of a bridge span. | Yes
CO | Corridor | BR | Bridges | BRAB | Bridge Abutment | BR-BRAB | No, with parent bridge |  | Element | Non Linear | The part of the substructure which supports the bridge superstructure at its both ends. | Yes
CO | Corridor | BR | Bridges | BRBE | Bridge Bearing | BR-BRBE | No, with parent bridge |  | Element | Non Linear | A bridge component installed between the substructure and superstructure which allows movement and load transfer between them. | Yes
CO | Corridor | BR | Bridges | BRDE | Bridge Deck | BR-BRDE | No, with parent bridge |  | Element | Linear | The structural floor component of the of the bridge which carries the traffic loads directly. | Yes
CO | Corridor | BR | Bridges | BRDG | Bridge | BR-BRDG | Yes | Infrastructure, Buildings (footbridges/subways at stations) | Entity | Linear | A raised structure built to carry vehicles and/or pedestrians over an obstacle such as waterways, road, rail etc. | Yes
CO | Corridor | BR | Bridges | BRFD | Bridge Foundation | BR-BRFD | No, with parent bridge |  | Element | Non Linear | The part of the substructure below piers and abutments which transfers the structure loads to the subsoil or rock. | Yes
CO | Corridor | BR | Bridges | BRJT | Bridge Joint | BR-BRJT | No, with parent bridge |  | Element | Non Linear | A bridge component designed to allow the bridge deck to expand and contract without damage. | Yes
CO | Corridor | BR | Bridges | BRPE | Bridge Pier | BR-BRPE | No, with parent bridge |  | Element | Non Linear | A part of the substructure which supports the superstructure between abutments in a multi-span structure and transfers the loads from the superstructure to the foundations. Piers split the superstructure into spans. | Yes
CO | Corridor | BR | Bridges | BRSP | Bridge Span | BR-BRSP | No, with parent bridge |  | Element | Linear | The part of the superstructure between two supports such as two piers, or a pier and an abutment. | Yes
CO | Corridor | BR | Bridges | BRSU | Bridge Support | BR-BRSU | No, with parent bridge |  | Element | Non Linear | A structural support member for a bridge. | No
CO | Corridor | XG | Crossings | LVXG | Level Crossing | XG-LVXG | Yes | Infrastructure | System | Non Linear | The intersection of a railway and a road on the same level where barriers close the road when trains pass. | Yes
CO | Corridor | XG | Crossings | XING | Crossing | XG-XING | Yes | Infrastructure | System | Non Linear | An intersection of a transport corridor and non-power assisted modes. | Yes
CO | Corridor | DG | Drainage | CLCE | Culvert Cell | DG-CLCE | No, with parent culvert |  | Entity | Non Linear | A structural element used to allow water to flow under a road, railway, or other obstruction. | No
CO | Corridor | DG | Drainage | HDWL | Headwall | DG-HDWL | No, with parent |  | Product | Non Linear | A structure at the inlet or outlet of a culvert, designed to retain the soil and prevent erosion. | No
CO | Corridor | DG | Drainage | SCPR | Scour Protection | DG-SCPR | No, with parent |  | Product | Non Linear | Measures taken to prevent the erosion of soil around hydraulic structures, such as culverts or bridge abutments. | No
CO | Corridor | DG | Drainage | SPTK | Septic Tank | DG-SPTK | Yes | Infrastructure | Entity | Non Linear | An underground wastewater treatment system, used in areas without access to a centralized sewer system. | No
CO | Corridor | DG | Drainage | SQID | Stormwater Quality Improvement Device | DG-SQID | No, with parent |  | Product | Non Linear | Infrastructure and equipment used to remove pollutants from stormwater runoff before it is discharged into the environment. | No
CO | Corridor | DG | Drainage | DSCM | Drainage System Component | DG-DSCM | No, with parent drainage |  | Product | Non Linear | A component of a system designed to manage the flow and removal of water, typically from a building or site. | Yes
CO | Corridor | DG | Drainage | BSIN | Basin | DG-BSIN | Yes | Infrastructure | Entity | Non Linear | An area of land where water collects for settling or treatment. | Yes
CO | Corridor | DG | Drainage | CULV | Culvert | DG-CULV | Yes | Infrastructure | Product | Non Linear | An arch-shaped transverse drain under a roadway, canal, or embankment other than a bridge. Most culverts are fabricated with materials such as corrugated metal and precast concrete pipe. | No
CO | Corridor | DG | Drainage | DRNS | Drainage System | DG-DRNS | Yes | Infrastructure (Corridor), Building | System | Linear | An arrangement to move liquids away from where they are not required for disposal in appropriate locations. | Yes
CO | Corridor | DG | Drainage | FLDG | Flood Gate | DG-FLDG | No, with parent culvert |  | Product | Non Linear | A gate that can be opened or closed to admit or exclude water, especially the lower gate of a lock. | No
CO | Corridor | DG | Drainage | FLUS | Flushing Point | DG-FLUS | No, with parent drainage |  | Product | Non Linear | A capped pipe which can be accessed from the surface by personnel for maintenance purposes. | No
CO | Corridor | DG | Drainage | FTRP | Flame Trap | DG-FTRP | No, with parent drainage/culvert |  | Product | Non Linear | Safety devices design to prevent the spread of flames or hot gasses into a wider system or network, for example surface pits as part of drainage systems. | No
CO | Corridor | DG | Drainage | POLL | Pollutant Trap | DG-POLL | No, with parent drainage/culvert |  | Product | Non Linear | A component used in stormwater treatment to trap litter and sediment so that it can be removed from the water system. | No
CO | Corridor | DG | Drainage | SPLW | Spillway | DG-SPLW | Yes | Infrastructure | Entity | Non Linear | A passage for surplus water from a dam. | No
CO | Corridor | DG | Drainage | SUMP | Drainage Sump | DG-SUMP | No, with parent |  | Product | Non Linear | A low area within a tunnel which collects undesirable liquids, which can be pumped or dispersed to another location. | No
CO | Corridor | DG | Drainage | SWAL | Swale | DG-SWAL | No, with parent drainage/culvert |  | Entity | Non Linear | An area that is used to convey stormwater but also help to treat runoff to reduce pollutants. | No
CO | Corridor | DG | Drainage | TRCK | Trash Rack | DG-TRCK | No, with parent drainage/culvert |  | Product | Non Linear | A grating system designed to prevent floating objects or debris from entering a conduit such as a pipe, culvert or penstock. | No
CO | Corridor | GT | Gantries & Towers | GTRY | Gantry Structure | GT-GTRY | Yes | Infrastructure | Element | Non Linear | A structure that crosses over an area and can be used to display, support or suspend objects. | Yes
CO | Corridor | GT | Gantries & Towers | MAST | Mast | GT-MAST | Yes | Infrastructure | System | Non Linear | The general term given to the vertical component of an overhead wiring structure and is found in portals, cantilevers and single structures. | No
CO | Corridor | GT | Gantries & Towers | OHWS | Overhead Wiring Structure | GT-OHWS | Yes | Infrastructure | Element | Non Linear | A structure that provides physical support to overhead electrical wires that power trains. | Yes
CO | Corridor | GT | Gantries & Towers | POLE | Pole | GT-POLE | Yes | Infrastructure | System | Non Linear | A structure that is used primarily to support lighting, communications or electrical distribution lines. | Yes
CO | Corridor | GT | Gantries & Towers | TWER | Tower Structure | GT-TWER | Yes | Infrastructure | Element | Non Linear | A structure that is taller than it is wide. It may be used for the placement of communications devices, lighting, power transmission, water storage, etc. | Yes
CO | Corridor | GE | Geotechnical | RFPS | Rock Fall Protection System | GE-RFPS | No, with parent | Infrastructure (Corridor) | System | Linear | Infrastructure and equipment designed to prevent or mitigate the impact of rockfalls on transportation corridors. | No
CO | Corridor | GE | Geotechnical | SUPR | Surface Protection | GE-SUPR | No, with parent | Infrastructure (Corridor) | System | Linear | Measures taken to protect the surface of a road, railway, or other transportation infrastructure from the effects of weather, traffic, or other environmental factors. | No
CO | Corridor | GE | Geotechnical | GSTB | Geotechnical Stabilisation and Reinforcement Component | GE-GSTB | Yes | Infrastructure, Earthworks | System | Non Linear | Assets that have been constructed or drilled to protect transportation corridors from geologic hazards. | Yes
CO | Corridor | GE | Geotechnical | RFLB | Rock Fall Barrier | GE-RFLB | Yes | Infrastructure (Corridor), Building (Facility) | System | Linear | A structure designed to protect an area adjacent to a slope or cliff from any rock fall. | No
CO | Corridor | NG | Navigational Aids | EPLC | Embedded Pavement Light Circuit | NG-EPLC | Yes | Infrastructure | Product | Non Linear | Electrical wiring and lighting systems embedded within the pavement or road surface. | No
CO | Corridor | NG | Navigational Aids | TACT | Tactile Marking | NG-TACT | No, with parent |  | Product | Non Linear | A grid of studs or dots which are installed to the ground to indicate to vision-impaired personnel about a nearby hazard or crossing. | Yes
CO | Corridor | NG | Navigational Aids | ATON | Aid To Navigation | NG-ATON | Yes | Infrastructure | System | Non Linear | Any sort of signal, markers or guidance equipment which aids the traveller in navigation, usually nautical or aviation travel. | Yes
CO | Corridor | NG | Navigational Aids | CTLM | Control Mark | NG-CTLM | No, with parent |  | Product | Non Linear | Markings used in rail maintenance and construction that allow personnel to locate the track to its correct spatial location. | Yes
CO | Corridor | NG | Navigational Aids | MOOR | Mooring | NG-MOOR | Yes | Infrastructure | Product | Non Linear | A pink coloured buoy provided free of charge to public to temporarily moor vessels up to 24-hours in popular boating destinations. | Yes
CO | Corridor | NG | Navigational Aids | SIGN | Static Signage | NG-SIGN | No, with parent |  | System | Non Linear | Any non-electronic panel that communicates information to the public. | Yes
CO | Corridor | PV | Pavement System | PVSS | Pavement Support Structure | PV-PVSS | No, with parent | Infrastructure | Element | Linear | The underlying foundation and support system for a paved surface, such as a road or runway. | No
CO | Corridor | PV | Pavement System | PLBS | Base | PV-PLBS | Yes | Infrastructure | System | Linear | Pavement layer that is positioned on the sub-base and provides uniform and stable support for the surface layer. | Yes
CO | Corridor | PV | Pavement System | PLNS | Natural Subgrade | PV-PLNS | Yes | Infrastructure | System | Linear | Composed of compacted natural soil and forms the foundation for road pavement layers. | Yes
CO | Corridor | PV | Pavement System | PLSB | Sub Base | PV-PLSB | Yes | Infrastructure | System | Linear | Pavement layer that is positioned between the subgrade and the base to support the bearing capacity of the subgrade and load distribution of the base and wearing surface. | Yes
CO | Corridor | PV | Pavement System | PLWS | Wearing Surface | PV-PLWS | Yes | Infrastructure | System | Linear | The topmost pavement layer directly exposed to traffic. | Yes
CO | Corridor | PV | Pavement System | PVMT | Pavement | PV-PVMT | Yes | Infrastructure | Product | Linear | Three Dimensional road construction layer details. | Yes
CO | Corridor | PK | Pavement Marking | PMKL | Longitudinal Pavement Marking | PK-PMKL | Yes | Infrastructure | Product | Linear | Pavement markings that have a location both along (linear) and across (transverse) the carriageway. | Yes
CO | Corridor | PK | Pavement Marking | PMKS | Symbolic Pavement Marking | PK-PMKS | Yes | Infrastructure | Product | Non Linear | Pavement markings that have a static location both (linear) and across (transverse) the carriageway. | Yes
CO | Corridor | PK | Pavement Marking | PMKT | Transverse Pavement Marking | PK-PMKT | Yes | Infrastructure | Product | Non Linear | Pavement markings that have a static location both (linear) and across (transverse line) the carriageways. For example - stop line, give way line & pedestrian crossing. | No
CO | Corridor | RS | Retaining Structures | BREF | Breakwater Feature | RS-BREF | Yes | Infrastructure | Element | Non Linear | A specific component or design element of a breakwater structure. | Yes
CO | Corridor | RS | Retaining Structures | BWTR | Breakwater | RS-BWTR | Yes | Infrastructure | Entity | Linear | A man-made structure, such as a barrier or wall, built in the water to protect a harbour, beach, or other shoreline area from the force of waves. | No
CO | Corridor | RS | Retaining Structures | DAMS | Dam | RS-DAMS | Yes | Infrastructure | Entity | Linear | A barrier constructed to hold back water and raise its level, forming a reservoir used to generate electricity or as a water supply. | No
CO | Corridor | RS | Retaining Structures | DOLP | Dolphin Structure | RS-DOLP | Yes | Infrastructure | Entity | Non Linear | A number of piles driven into the seabed or riverbed, and connected above the water level to provide a platform or fixing point. | No
CO | Corridor | RS | Retaining Structures | RTWS | Retaining Wall System | RS-RTWS | Yes | Infrastructure | System | Linear | A wall or embankment erected to prevent the sea encroaching on or eroding an area of land. | Yes
CO | Corridor | RS | Retaining Structures | SEWS | Sea Wall System | RS-SEWS | Yes | Infrastructure | System | Linear | A barrier constructed to hold back water and raise its level, forming a reservoir that can be used to generate electricity or as a water supply. | No
CO | Corridor | RO | Roads | KERB | Kerb and Gutter | RO-KERB | Yes | Infrastructure | System | Linear | The edge where a raised sidewalk or road median/central reservation meets a street or other roadway. | No
CO | Corridor | RO | Roads | PSEG | Pavement Segment | RO-PSEG | Yes | Infrastructure | Element | Linear | A discrete section or unit of a paved surface, such as a section of road or runway. | No
CO | Corridor | RO | Roads | RENV | Roadside Environment | RO-RENV | Yes | Infrastructure | Space | Linear | The area adjacent to a transportation corridor, including landscaping, drainage, and other features. | No
CO | Corridor | RO | Roads | SHMP | Speed Hump | RO-SHMP | Yes | Infrastructure | Element | Non Linear | A raised area of a road surface designed to reduce vehicle speeds. | No
CO | Corridor | RO | Roads | CWAY | Link Carriageway | RO-CWAY | Yes | Infrastructure | Entity | Linear | A width of road, generally consisting of a number of traffic lanes together, on which a vehicle is not restricted by any physical barriers or separation to move laterally. | Yes
CO | Corridor | RO | Roads | INTR | Intersection | RO-INTR | Yes | Infrastructure | Space | Non Linear | A point at which two or more roads intersect, such as a road junction. | No
CO | Corridor | RO | Roads | LANE | Lane | RO-LANE | Yes | Infrastructure | Space | Linear | A division of a road marked off with painted lines and intended to separate single lines of traffic according to speed or direction. | No
CO | Corridor | RO | Roads | MEDN | Median | RO-MEDN | Yes | Infrastructure | Space | Linear | A median is a structure designed to separate opposing lanes of traffic on road carriageways, channelize traffic in areas of high vehicle and pedestrian movements and provide refuge for pedestrians and road furniture. | Yes
CO | Corridor | RO | Roads | PWAY | Pathway | RO-PWAY | Yes | Infrastructure | Entity | Linear | A track (paved or unpaved) used by cyclists, pedestrians, or mixture for travel between locations. | Yes
CO | Corridor | RO | Roads | SHLD | Shoulder | RO-SHLD | Yes | Infrastructure | Space | Linear | Sealed or unsealed surface adjacent to the traffic lane. | No
CO | Corridor | RO | Roads | SRMP | Safety Ramp | RO-SRMP | Yes | Infrastructure | Product | Linear | A slip lane running off and slightly uphill from a steep downhill stretch. | Yes
CO | Corridor | RO | Roads | VERG | Verge | RO-VERG | Yes | Infrastructure | Space | Linear | The portion of a road which lies between the boundary of a carriageway and the boundary of land abutting the road. | No
CO | Corridor | SR | Service Routes | CSRS | Corridor Services Route System | SR-CSRS | Yes | Infrastructure | System | Linear | A route through which utility services (power cables, water pipes etc.) pass. | Yes
CO | Corridor | SR | Service Routes | CTRS | Cable Trays & Support System | SR-CTRS | Yes | Infrastructure (Corridor), Building (Facility) | System | Non Linear | A mechanical support system that provides a rigid structural system for electrical cables, raceways, and insulated conductors used for electric power distribution and communications. | No
CO | Corridor | SR | Service Routes | JTBX | Junction Box | SR-JTBX | No, with parent service route |  | Product | Non Linear | A box containing a junction of electric wires or cables. | Yes
CO | Corridor | SR | Service Routes | TPIT | Trench & Pit System | SR-TPIT | No, with parent | Infrastructure | System | Non Linear | Excavations used to lay down utility lines for services such as water, gas, electricity, and telecommunications. | Yes
CO | Corridor | SP | Slopes | BATR | Batter | SP-BATR | No, with parent | Infrastructure | Element | Non Linear | The sloping surface of a cut or fill, used to stabilize the soil and prevent erosion. | No
CO | Corridor | SP | Slopes | BENC | Bench | SP-BENC | No, with parent | Infrastructure | Element | Non Linear | A level area created on a sloping surface, used for stabilization, access, or other purposes. | No
CO | Corridor | SP | Slopes | CUTT | Cutting | SP-CUTT | Yes | Infrastructure | Element | Linear | An excavation made to lower the level of a section of land, typically for the construction of a road or railway. | No
CO | Corridor | SP | Slopes | EMBK | Embankment | SP-EMBK | Yes | Infrastructure | Element | Linear | An artificial mound or raised bank of earth, used to support or elevate a road, railway, or other infrastructure. | No
CO | Corridor | SP | Slopes | EWOR | Earthwork | SP-EWOR | Yes | Infrastructure, Earthworks | System | Linear | An area of worked earth so that supported infrastructure are protected. | Yes
CO | Corridor | SS | Structural Systems | AASS | Access and Safety System | SS-AASS | No, with parent | Buildings | Element | Non Linear | Infrastructure and equipment used to provide safe access and egress to and from various systems and components. | No
CO | Corridor | SS | Structural Systems | CFSY | Concrete Foundation System | SS-CFSY | No, with parent |  | System | Non Linear | The underlying concrete structure that supports and anchors various infrastructure and equipment. | No
CO | Corridor | SS | Structural Systems | SBEL | Substructure Elements | SS-SBEL | No, with parent |  | Element | Non Linear | The foundational and supporting components that make up the substructure of a larger system or structure. | Yes
CO | Corridor | SS | Structural Systems | WLCP | Wall Structure Component | SS-WLCP | No, with parent | Buildings | Element | Non Linear | Individual components that make up the structural walls or enclosures of a system or facility. | Yes
CO | Corridor | SS | Structural Systems | WALL | Wall Structure | SS-WALL | Yes | Buildings | Element | Non Linear | A non-load-bearing wall used to divide or define spaces. | No
CO | Corridor | SS | Structural Systems | BALU | Balustrade And Handrail System | SS-BALU | Yes | Buildings | System | Non Linear | A system or structure installed to provide safe guarding from falls from the desired location. | No
CO | Corridor | SS | Structural Systems | SPIS | Piling System | SS-SPIS | No, with parent |  | System | Non Linear | Foundations that are driven or bored through the ground along a certain length of area to carry and transfer loads to soil considered to be weak in structure due to the soil conditions. | No
CO | Corridor | SS | Structural Systems | SPLS | Plinth System | SS-SPLS | No, with parent |  | System | Non Linear | The lowest part of a structure that has the structural function of distributing the weight evenly over a wider area of ground. | No
CO | Corridor | SS | Structural Systems | SRST | Ramp Structure | SS-SRST | No, with parent |  | Element | Non Linear | A sloping passage or roadway connecting different levels. | No
CO | Corridor | SS | Structural Systems | STBE | Structural Beam | SS-STBE | No, with parent |  | Element | Non Linear | A structural element that primarily resists loads applied laterally to the beam's axis. | No
CO | Corridor | SS | Structural Systems | STCO | Structural Column | SS-STCO | No, with parent |  | Element | Non Linear | A structural element that transmits, through compression, the weight of the structure above to other structural elements below. | No
CO | Corridor | SS | Structural Systems | STFS | Structural Frame System | SS-STFS | No, with parent |  | System | Non Linear | A load-resisting sub-system of a building or object. | Yes
CO | Corridor | SS | Structural Systems | STPY | Structural Protection System | SS-STPY | No, with parent |  | System | Non Linear | Systems in place to protect a structure, for example cathodic protection systems. | Yes
CO | Corridor | SS | Structural Systems | STRS | Stair Structure | SS-STRS | No, with parent |  | Element | Non Linear | A set of steps leading from one floor of a building to another, typically inside the building. | Yes
CO | Corridor | SS | Structural Systems | STSS | Structural Support System | SS-STSS | No, with parent |  | System | Non Linear | The part of a structural member that provides the strength and necessary stiffness needed to resist applied forces and safely transfer them to the ground. | Yes
CO | Corridor | SS | Structural Systems | TTBL | Turntable | SS-TTBL | Yes | Buildings | Element | Non Linear | A device for turning railway rolling stock, usually locomotives, so that they can be moved back in the direction from which they came. | No
CO | Corridor | TR | Track | BLLT | Ballast | TR-BLLT | No, with parent track |  | Element | Linear | The crushed stone or gravel material that is placed beneath and around the railway sleepers to provide a stable and level foundation for the train tracks. | No
CO | Corridor | TR | Track | ASHS | Ash Stop | TR-ASHS | No, with parent track |  | Space | Non Linear | A pit where a steam locomotive can drop it's fire after ending operation for the day, prior to going into storage. | No
CO | Corridor | TR | Track | BUFS | Buffer Stop | TR-BUFS | No, with parent track |  | Product | Non Linear | A device to prevent railway vehicles from going past the end of a physical section of track. | Yes
CO | Corridor | TR | Track | CPNT | Catch Point | TR-CPNT | Yes | Infrastructure | Product | Non Linear | A special trackwork used in main lines to keep other running lines clear of unwanted trains by derailing unauthorised vehicles. | Yes
CO | Corridor | TR | Track | DERL | Derailer | TR-DERL | No, with parent track |  | Product | Non Linear | A device used to prevent fouling (blocking or compromising) of a rail track (or collision with anything present on the track, such as a person, or a train) by unauthorized movements of trains or unattended rolling stock. | Yes
CO | Corridor | TR | Track | DIAM | Diamond | TR-DIAM | Yes | Infrastructure | Product | Non Linear | A special trackwork that facilities train routes over intersecting mainline tracks. | Yes
CO | Corridor | TR | Track | DSLP | Double Slip | TR-DSLP | Yes | Infrastructure | Product | Non Linear | A special trackwork that combines turnouts and diamond crossings to allow train movements both across and onto and out of mainline tracks. (A double slip allows two possible routes in either direction). | Yes
CO | Corridor | TR | Track | EXSW | Expansion Switch | TR-EXSW | Yes | Infrastructure | Product | Non Linear | An intentional gap in railway tracks to allow for expansion in long sections of otherwise unbroken rail. | No
CO | Corridor | TR | Track | PTSL | Points Lever | TR-PTSL | No, with parent turnout |  | Product | Non Linear | A lever and accompanying linkages that are used to align the points of a switch manually. | No
CO | Corridor | TR | Track | RAIL | Rail | TR-RAIL | No, with parent track |  | Element | Linear | The continuous guiding metal component of a railway upon which the train sits. | No
CO | Corridor | TR | Track | RFMD | Rail Friction Modifier | TR-RFMD | No, with parent track |  | Product | Non Linear | A lubricant applied to control friction between the wheel tread and rail crown, to reduce curving forces and associated wear, damage and noise. | Yes
CO | Corridor | TR | Track | RINJ | Rail Insulated Joint | TR-RINJ | No, with parent track |  | Product | Non Linear | A component that acts as the central nervous system of railroad lines, preventing electrical current from flowing between the ends of two adjoining rails. | No
CO | Corridor | TR | Track | RWLD | Rail Weld | TR-RWLD | No, with parent track |  | Product | Non Linear | The joining material used to connect rail track lengths through the proposes of heating the surfaces to melting point. | No
CO | Corridor | TR | Track | SSLP | Single Slip | TR-SSLP | Yes | Infrastructure | Product | Non Linear | A special trackwork that combines turnouts and diamond crossings to allow train movements both across and onto and out of mainline tracks. (A single slip allows two possible routes in one direction). | Yes
CO | Corridor | TR | Track | STPB | Stop Block | TR-STPB | No, with parent track |  | Product | Non Linear | A structure fixed at the termination of a running line or dead end to arrest very slow moving vehicles. | No
CO | Corridor | TR | Track | TMGT | Track Magnet | TR-TMGT | No, with parent track |  | Product | Non Linear | A component used in railway tracks that allow the train to float above the track through the use of repulsion. | No
CO | Corridor | TR | Track | TOUT | Turnout | TR-TOUT | Yes | Infrastructure | Product | Non Linear | A special trackwork used in mainlines that guides the train from one track to another. | Yes
CO | Corridor | TR | Track | TRAK | Track | TR-TRAK | Yes | Infrastructure | Entity | Linear | A track that is used for through trains or is the principal part of the system from which branch lines, yards, sidings and spurs are connected. | Yes
CO | Corridor | TR | Track | TRSL | Track Slab | TR-TRSL | No, with parent track |  | Element | Linear | A reinforced concrete slab that supports a railway track | Yes
CO | Corridor | TR | Track | TRSN | Track Signage | TR-TRSN | No, with parent |  | Product | Non Linear | Signage located on a rail corridor used to convey information to train operators. | Yes
CO | Corridor | TR | Track | TSWT | Turnout Switch | TR-TSWT | No, with parent turnout |  | Product | Non Linear | A railway track component that allows trains to be guided from one track to another. | No
CO | Corridor | TR | Track | TXNG | Turnout Crossing | TR-TXNG | No, with parent turnout |  | Product | Non Linear | A railway track component that allows trains to change direction. | No
CO | Corridor | TS | Transport Systems | WWAY | Waterway | TS-WWAY | Yes | Land | Entity | Linear | A river, canal, or other route for travel by water. | No
CO | Corridor | TS | Transport Systems | ACTC | Active Transport Corridor | TS-ACTC | Yes |  | System | Linear | Infrastructure and facilities designed to enable and support active modes of transportation, such as walking and cycling. | No
CO | Corridor | TS | Transport Systems | RDCR | Road Corridor | TS-RDCR | Yes |  | System | Linear | Infrastructure and facilities within a designated area for the purpose of accommodating vehicular traffic, including roadways, shoulders, medians, and associated drainage systems. | No
CO | Corridor | TS | Transport Systems | RLCR | Rail Corridor | TS-RLCR | Yes |  | System | Linear | Infrastructure and facilities within a designated area for the purpose of accommodating rail transportation, including railway tracks, bridges, and associated structures. | No
CO | Corridor | TU | Tunnels | CRPG | Cross Passage | TU-CRPG | No, with parent tunnel |  | Element | Non Linear | A connecting passage between adjacent tunnel tubes or sections, providing access and means of egress in the event of an emergency. | No
CO | Corridor | TU | Tunnels | TPOT | Tunnel Portal | TU-TPOT | No, with parent tunnel |  | Element | Non Linear | The entrance or exit of a tunnel, typically featuring specialized structures and infrastructure to facilitate the safe transition between the tunnel and the surrounding environment. | No
CO | Corridor | TU | Tunnels | TTUB | Tunnel Tube | TU-TTUB | No, with parent tunnel |  | Element | Linear | The main structure of a tunnel, typically an enclosed and reinforced passageway for the purpose of accommodating transportation, utilities, or other infrastructure. | No
CO | Corridor | TU | Tunnels | CERN | Cavern | TU-CERN | Yes | Infrastructure, Buildings (at station) | Space | Non Linear | A large underground chamber. | Yes
CO | Corridor | TU | Tunnels | STLI | Structural Lining System | TU-STLI | No, with parent tunnel |  | System | Non Linear | A support structure built with reinforced concrete and other materials along the periphery of the tunnel body to prevent deformation or collapse of the surrounding rock. | Yes
CO | Corridor | TU | Tunnels | TUNL | Tunnel | TU-TUNL | Yes | Infrastructure | Entity | Linear | The tunnel is a longitudinal transport space generally enclosed except for the entrance and exit, commonly at each end. | Yes
CO | Corridor | TU | Tunnels | TUSC | Suspended Ceiling | TU-TUSC | No, with parent tunnel |  | System | Linear | Ceiling suspended from the structure above. Implemented for various reasons including creating ventilation plenum, providing increased fire resistance or improving aesthetics. | No
CO | Corridor | TU | Tunnels | TUWP | Wall Panel | TU-TUWP | No, with parent tunnel |  | Product | Non Linear | Panel covering a vertical wall structure to provide improvements in aesthetics, illumination, fire separation or soundproofing. | Yes
CS | Control Systems | PM | Building & Plant Management | FBMS | Building Management System | PM-FBMS | Yes, each system | Buildings | System | Non Linear | A system that tracks and monitors the operations of a building. | No
CS | Control Systems | PM | Building & Plant Management | FTMS | Tunnel Management System | PM-FTMS | Yes, each system | Infrastructure | System | Non Linear | A centralised system for tunnel networks to control, monitor and provide safe operations. | No
CS | Control Systems | PM | Building & Plant Management | PMGS | Plant Management System | PM-PMGS | Yes, each system | Infrastructure | System | Non Linear | A system that tracks and monitors the operations of a plant. | No
CS | Control Systems | FR | Fire & Life Safety | FSCM | Fire Safety Component | FR-FSCM | No, with parent |  | Product | Non Linear | A component of a system designed to detect, prevent, or suppress fires. | Yes
CS | Control Systems | FR | Fire & Life Safety | HDRN | Hydrant | FR-HDRN | No |  | Product | Non Linear | A connection point in a water distribution system that provides access to water, typically for firefighting purposes | No
CS | Control Systems | FR | Fire & Life Safety | FBST | Fire Booster Assembly | FR-FBST | No, with parent |  | System | Non Linear | An arrangement of valves, pipes and other equipment where the fire brigade can connect services to boost water pressure in the case of an emergency. | No
CS | Control Systems | FR | Fire & Life Safety | FEXT | Fire Extinguisher | FR-FEXT | No |  | Product | Non Linear | A physical object designed to eject agents, e.g. water or a chemical, to put out fires. | Yes
CS | Control Systems | FR | Fire & Life Safety | FIAS | Fire Alarm System | FR-FIAS | Yes, each system | Buildings | System | Non Linear | A system that includes fire detection control and indicating equipment that which when arranged in a specified configuration, is capable of detecting and indicating a fire and providing signals to ancillary control equipment for appropriate action. | Yes
CS | Control Systems | FR | Fire & Life Safety | FIDS | Fire Detection System | FR-FIDS | Yes, each system | Buildings | System | Non Linear | A system that includes fire detection control and indicating equipment that which when arranged in a specified configuration, is capable of detecting and indicating a fire and providing signals to ancillary control equipment for appropriate action. | Yes
CS | Control Systems | FR | Fire & Life Safety | FIPA | Fire Panel | FR-FIPA | No, with parent |  | Product | Non Linear | The controlling component of a fire alarm system. | Yes
CS | Control Systems | FR | Fire & Life Safety | FSUP | Fire Suppression System | FR-FSUP | Yes, each system | Buildings | System | Non Linear | A system designed to spray fluid or gas in the event of a fire. | Yes
CS | Control Systems | FR | Fire & Life Safety | MSHM | Mechanical Smoke Hazard Management System | FR-MSHM | Yes, each system | Buildings | System | Non Linear | A system of mechanical ducts used to manage smoke in the event of an emergency. | Yes
CS | Control Systems | NR | Network Access & Revenue | POSE | Point Of Sale Equipment | NR-POSE | No, with parent |  | Product | Non Linear | Devices used to process transactions by retail customers. | Yes
CS | Control Systems | NR | Network Access & Revenue | TKTS | Ticketing System | NR-TKTS | Yes, each system | Plant & Equipment | System | Non Linear | A management tool that allows delivery and tracking of customer tickets for a certain location or system. | Yes
CS | Control Systems | NR | Network Access & Revenue | TLLS | Tolling System | NR-TLLS | Yes, each system | Plant & Equipment | System | Non Linear | A system of devices and equipment required to operate toll systems on road corridors. | No
CS | Control Systems | OC | Operational Control | CLSY | Clock System | OC-CLSY | Yes, each system | Infrastructure | System | Non Linear | The mechanical or electrical device or system of devices used for measuring and displaying time. | No
CS | Control Systems | OC | Operational Control | COPA | Control Panel | OC-COPA | No, with parent |  | Product | Non Linear | An electrical device consisting of a flat insulated surface that contains switches, dials, and meters for controlling other electrical devices. | Yes
CS | Control Systems | OC | Operational Control | CSEQ | Control System Equipment (Corridor) | OC-CSEQ | No, with parent |  | Product | Non Linear | The equipment required to oversee and track operations. | Yes
CS | Control Systems | OC | Operational Control | DISU | Display System (User) | OC-DISU | Yes, each system | Infrastructure | System | Non Linear | The front end of systems to allow humans to view only information collected from monitoring systems. | Yes
CS | Control Systems | OC | Operational Control | ITLK | Interlock | OC-ITLK | No, with parent |  | Product | Non Linear | A system of components that makes the state of two mechanisms or functions mutually dependent. | Yes
CS | Control Systems | OC | Operational Control | OPCS | Operational Control System | OC-OPCS | Yes, each system | Infrastructure | System | Non Linear | The system which provides permanent control across the transport network, it manages road traffic, automatically sets routes for trains and logs train movements as well as detects and solves potential conflicts. | Yes
CS | Control Systems | OC | Operational Control | PROG | Programmable Logic Controller | OC-PROG | No, with parent |  | Product | Non Linear | An industrial computer control system that continuously monitors the state of input devices and makes decisions based upon a custom program to control the state of output devices. | No
CS | Control Systems | OC | Operational Control | RELY | Relay | OC-RELY | No, with parent |  | Product | Non Linear | An electrical device, typically incorporating an electromagnet, which is activated by a current or signal in one circuit to open or close another circuit. | Yes
CS | Control Systems | OC | Operational Control | UISY | User Interface System | OC-UISY | No, with parent |  | System | Non Linear | The front end of systems to allow for human to interact with monitoring systems. | Yes
CS | Control Systems | SY | Security | SEAC | Security Access | SY-SEAC | No, with parent |  | Product | Non Linear | A system in place to secure areas and networks by restricting access. | Yes
CS | Control Systems | SY | Security | SESY | Security System | SY-SESY | Yes, each system | Infrastructure | System | Non Linear | A system in place to secure areas, exclusive of surveillance cameras or security access devices. | Yes
DA | Data & Communications | AU | Audio Communications | AUCS | Audio Communications System | AU-AUCS | Yes, each system | Infrastructure | System | Non Linear | An electronic intercommunication system that allows communication typically between rooms of a building. | Yes
DA | Data & Communications | AU | Audio Communications | AUEQ | Audio Equipment | AU-AUEQ | No, with parent |  | Product | Non Linear | Audio equipment refers to devices that reproduce, record, or process sound. | Yes
DA | Data & Communications | AU | Audio Communications | SPSY | Speaker System | AU-SPSY | Yes, each system | Infrastructure | System | Non Linear | A device that converts electrical impulses into sound, typically as part of a public address system. | Yes
DA | Data & Communications | MW | Monitoring & Warning | ACCL | Accelerometer | MW-ACCL | No, with parent |  | Product | Mobile | An instrument for measuring the acceleration of a moving or vibrating body. | No
DA | Data & Communications | MW | Monitoring & Warning | FDCS | Fleet Detection & Classification System | MW-FDCS | Yes, each system | Infrastructure | System | Non Linear | A connected system of cameras with the capability to scan number plates against a database of registered fleet vehicles. | Yes
DA | Data & Communications | MW | Monitoring & Warning | MONS | Monitoring System | MW-MONS | Yes, each system | Infrastructure | System | Non Linear | A system that is capable of monitoring a specific or broad range of metrics, and distribute the information to related systems and users. | Yes
DA | Data & Communications | MW | Monitoring & Warning | RDEQ | Rail Detection Equipment | MW-RDEQ | No, with parent |  | Product | Non Linear | Devices used on railroads to detect axle and signal problems in passing trains. | Yes
DA | Data & Communications | MW | Monitoring & Warning | SCAD | Scada System | MW-SCAD | Yes, each system | Infrastructure | System | Non Linear | A combination of hardware and software enabling the capture of data within, and automation of, industrial processes. | Yes
DA | Data & Communications | MW | Monitoring & Warning | SEDT | Sensors & Detectors | MW-SEDT | No, with parent |  | Product | Non Linear | A device that can detect or measure a particular metric and records, indicates, or otherwise responds to it. | Yes
DA | Data & Communications | MW | Monitoring & Warning | TELS | Telemetry System | MW-TELS | No, with parent |  | System | Non Linear | A microprocessor-controlled electronic device that interfaces objects in the physical world to a distributed control system or SCADA. | Yes
DA | Data & Communications | MW | Monitoring & Warning | WISY | Warning & Indicating System | MW-WISY | Yes, each system | Infrastructure | System | Non Linear | A device or system that can detect or measure a particular metric and records, indicates, or otherwise responds to it, with the purpose to warn of potential safety hazards. | Yes
DA | Data & Communications | MW | Monitoring & Warning | XNGP | Level Crossing Protection | MW-XNGP | No, with parent level crossing |  | Product | Non Linear | Barriers, lights and signage that limit the access, for pedestrians and drivers, to level crossings during dangerous times. | Yes
DA | Data & Communications | NA | Navigation | ESGN | Electronic Sign System | NA-ESGN | Yes, each system | Infrastructure | System | Non Linear | Any electronic board or sign that communicates information to the public. | Yes
DA | Data & Communications | NA | Navigation | SIGS | Signal System | NA-SIGS | Yes, each system | Infrastructure | System | Non Linear | A system of connected lights to signal traffic movement of vehicles and rail. | Yes
DA | Data & Communications | NE | Network | COCE | Communications System Equipment | NE-COCE | No, with parent |  | Product | Non Linear | Equipment that enables the transmission and reception of information and signals. | Yes
DA | Data & Communications | NE | Network | CABS | Cable System | NE-CABS | Yes, each system | Infrastructure | System | Linear | Hardware components required to allow devices access to communicate with each other. | Yes
DA | Data & Communications | NE | Network | CDBB | Communication Distribution Backbone | NE-CDBB | No, with parent |  | System | Linear | A part of a computer network which interconnects networks, providing a path for the exchange of information between different LANs or subnetworks. | Yes
DA | Data & Communications | NE | Network | COSS | Communications System | NE-COSS | Yes, each system | Infrastructure | System | Non Linear | A system of electronic equipment required to engage in communications activity. | Yes
DA | Data & Communications | NE | Network | NEIN | Network Interface | NE-NEIN | No, with parent |  | Product | Non Linear | Hardware components required to allow a device's access to networks. | Yes
DA | Data & Communications | NE | Network | NESY | Network System | NE-NESY | Yes, each system | Infrastructure | System | Non Linear | A computer network that interconnects computing devices within a limited area, such as within a single building. | Yes
DA | Data & Communications | NE | Network | NEUE | Network User Equipment | NE-NEUE | No, with parent |  | Product | Non Linear | Networking hardware that connects devices on a computer network to receive and forward data to the destination device. | Yes
DA | Data & Communications | NE | Network | RPRS | Repeater System | NE-RPRS | No, with parent |  | System | Non Linear | A system that receives the radio signal on one frequency and simultaneously transmits the same signal on another frequency. | Yes
DA | Data & Communications | NE | Network | SERV | Server & Data Storage | NE-SERV | Yes | Plant & Equipment, Infrastructure (Operation Technology) | Product | Non Linear | Hardware device or a program that provides services or stores data for long-term accessing. | Yes
DA | Data & Communications | NE | Network | SOFT | Software | NE-SOFT | Yes | Intangible, Infrastructure (Operation Technology) | Product | Intangible | The programs, routines, and symbolic languages that control the functioning of the hardware and direct its operation. | No
DA | Data & Communications | NE | Network | STLC | Spectrum Licence | NE-STLC | Yes | Intangible | Product | Non Linear | A permit to own or use Spectrum. | No
DA | Data & Communications | NE | Network | TRSY | Transmitter & Receiver System | NE-TRSY | No, with parent |  | System | Non Linear | Hardware components required to allow device's access to communicate over the Internet. | Yes
DA | Data & Communications | SU | Traffic Control and Surveillance | CASS | Communications and Surveillance System | SU-CASS | Yes, each system | Infrastructure | System | Non Linear | Infrastructure and equipment used for the purpose of monitoring, controlling, and communicating with various traffic management and control systems. | No
DA | Data & Communications | SU | Traffic Control and Surveillance | ICGI | Intersection Control and Guidance Infrastructure | SU-ICGI | No, with parent system | Infrastructure | Element | Non Linear | Infrastructure and equipment used to control and guide traffic at intersections, such as traffic signals, lane markings, and signage. | No
DA | Data & Communications | SU | Traffic Control and Surveillance | TCSE | Traffic Control and Surveillance Equipment | SU-TCSE | Yes, each system | Infrastructure | System | Non Linear | Specialized equipment used for the purpose of monitoring, detecting, and controlling traffic, such as cameras, sensors, and variable message signs. | Yes
DA | Data & Communications | SU | Traffic Control and Surveillance | TESS | Traffic Enforcement System | SU-TESS | Yes, each system | Infrastructure | System | Non Linear | Infrastructure and equipment used for the purpose of enforcing traffic laws and regulations, such as speed cameras and red-light cameras. | No
DA | Data & Communications | SU | Traffic Control and Surveillance | TMOS | Traffic Monitoring System | SU-TMOS | Yes, each system | Infrastructure | System | Non Linear | Infrastructure and equipment used for the purpose of collecting and analyzing data on traffic flow, patterns, and conditions. | No
DA | Data & Communications | SU | Traffic Control and Surveillance | TRMS | Traffic Management System | SU-TRMS | Yes, each system | Infrastructure | System | Non Linear | Integrated system of infrastructure, equipment, and software used to monitor, control, and optimize the flow of traffic. | No
DA | Data & Communications | SU | Traffic Control and Surveillance | TSIF | Traffic Site Infrastructure Fixture | SU-TSIF | No, with parent system | Infrastructure | Element | Non Linear | Specialized fixtures and structures used to support and integrate various traffic control and surveillance equipment, such as poles, cabinets, and mountings. | Yes
DA | Data & Communications | SU | Traffic Control and Surveillance | CSYS | Camera System | SU-CSYS | No, with parent |  | System | Non Linear | A connected system of cameras in use for surveillance and security of an area. | Yes
FA | Facilities & Property | BF | Building Fixtures | STNK | Storage Tank | BF-STNK | Yes | Infrastructure | Product | Non Linear | Containers that hold liquids or gases. | No
FA | Facilities & Property | BF | Building Fixtures | DPIP | Downpipe | BF-DPIP | Yes | Buildings | Product | Non Linear | A vertical pipe that carries rainwater from a roof gutter to a drainage system or the ground. | No
FA | Facilities & Property | BF | Building Fixtures | RFET | Roof Feature | BF-RFET | Yes | Buildings | Product | Non Linear | A specific component or design element of a roof, such as a fascia, vent, or chimney. | Yes
FA | Facilities & Property | BF | Building Fixtures | RGUT | Roof Guttering | BF-RGUT | Yes | Buildings | Product | Non Linear | The channel or trough installed along the eaves of a roof to collect and divert rainwater. | No
FA | Facilities & Property | BF | Building Fixtures | BKEL | Bicycle Locker | BF-BKEL | Yes | Buildings | Product | Non Linear | A fully enclosed space designed for the storage of one bicycle and accessible only to the operator of the bicycle. | No
FA | Facilities & Property | BF | Building Fixtures | BKER | Bicycle Rack | BF-BKER | Yes | Buildings | Product | Non Linear | A device to which bicycles can be securely attached for parking purposes | No
FA | Facilities & Property | BF | Building Fixtures | DOOR | Door | BF-DOOR | Yes | Buildings | Product | Non Linear | A hinged or otherwise movable barrier that allows ingress into and egress from an enclosure. | Yes
FA | Facilities & Property | BF | Building Fixtures | FFEQ | Furnishing & Fitting Equipment | BF-FFEQ | Yes | Buildings, Plant & Equipment | Product | Non Linear | A fixed asset that is physically attached to property. It cannot be removed without causing damage to the asset. | Yes
FA | Facilities & Property | BF | Building Fixtures | GLZS | Glazing System | BF-GLZS | Yes | Buildings | System | Non Linear | Refers to the installation of glass in windows, doors, or any other fixed opening. Glazing can be referred to as any and all the glass within the structure or the installation of any piece of glass within a sash or frame. | No
FA | Facilities & Property | BF | Building Fixtures | PLTD | Platform Door | BF-PLTD | No, with platform |  | Product | Non Linear | Doors used at some train, rapid transit and people mover stations to separate the platform from train tracks. | Yes
FA | Facilities & Property | BF | Building Fixtures | SHWR | Shower | BF-SHWR | Yes | Buildings | System | Non Linear | A shower is a place in which a person bathes under a spray of typically warm or hot water. | No
FA | Facilities & Property | BL | Buildings | CNPY | Canopy | BL-CNPY | Yes | Buildings | System | Non Linear | A flexible roofing structure or shelter including supports, which protects a location from weather. | No
FA | Facilities & Property | BL | Buildings | CEIL | Ceiling | BL-CEIL | Yes | Buildings | Element | Non Linear | The overhead interior surface of a room, typically made of plaster, tiles, or other materials. | No
FA | Facilities & Property | BL | Buildings | IFLR | Interior Floor | BL-IFLR | Yes | Buildings | Element | Non Linear | The surface of the lowest level within a building, often made of materials such as tiles, wood, or concrete. | No
FA | Facilities & Property | BL | Buildings | WNDW | Window | BL-WNDW | Yes | Buildings | Element | Non Linear | A transparent or translucent opening in a wall, door, or vehicle that allows the passage of light and, sometimes, air. | No
FA | Facilities & Property | BL | Buildings | BUIL | Building | BL-BUIL | Yes | Buildings | Entity | Non Linear | A fully or partially enclosed structure, large enough for a human to stand or sit in and undertake operational tasks. | Yes
FA | Facilities & Property | BL | Buildings | CONC | Concourse | BL-CONC | Yes | Buildings | Space | Non Linear | A large space or room in a public building such as a station or airport that people meet in or pass through. | No
FA | Facilities & Property | BL | Buildings | FCDS | Facade | BL-FCDS | Yes | Buildings | Entity | Non Linear | The external face of a building, usually the front. | Yes
FA | Facilities & Property | BL | Buildings | INSP | Interior Space | BL-INSP | Yes | Buildings | Space | Non Linear | An area within a building or built structure with a defined purpose. | Yes
FA | Facilities & Property | BL | Buildings | LFTT | Lift Tower | BL-LFTT | No, with parent lift |  | Entity | Non Linear | A temporary elevator shaft of scaffolding used to hoist materials on building-construction work. | No
FA | Facilities & Property | BL | Buildings | PLAT | Platform | BL-PLAT | Yes | Buildings | Entity | Non Linear | An area or platform located alongside a railway track to provide access to trains. | No
FA | Facilities & Property | BL | Buildings | PLGF | Platform Gap Filler | BL-PLGF | No, with platform |  | Product | Non Linear | Movable platform edge extensions which are mounted along the edge of a train platform to reduce the gap between the platform and the train. | No
FA | Facilities & Property | BL | Buildings | ROOF | Roof | BL-ROOF | Yes | Buildings | Element | Non Linear | The exterior surface and cladding on the top of a structure. | Yes
FA | Facilities & Property | BL | Buildings | WALK | Walkway | BL-WALK | Yes | Buildings | Space | Linear | A route for use by people to walk on within a building. | Yes
FA | Facilities & Property | LP | Land & Place | ESMT | Land Easement | LP-ESMT | Yes | Land, Intangible | Space | Non Linear | A right applying to land. It enables a parcel to have the use of other land in different ownership, for a specific non-exclusive purpose. | No
FA | Facilities & Property | LP | Land & Place | ECGL | Ecological Infrastructure | LP-ECGL | Yes | Infrastructure | Element | Non Linear | Natural or engineered systems that provide environmental and ecological benefits, such as stormwater management, habitat conservation, and urban greening. | Yes
FA | Facilities & Property | LP | Land & Place | VSAM | Visual Amenity | LP-VSAM | Yes | Buildings | Entity | Non Linear | Infrastructure and features that contribute to the aesthetic and visual appeal of a location, such as landscaping, public art, and architectural design. | No
FA | Facilities & Property | LP | Land & Place | BPEN | Boat Pen | LP-BPEN | Yes | Infrastructure | Entity | Non Linear | A designated area, typically in a marina or harbour, where boats can be moored or docked. | No
FA | Facilities & Property | LP | Land & Place | PLAY | Playground | LP-PLAY | Yes | Infrastructure | Entity | Non Linear | An outdoor area designed and equipped for children to play and engage in recreational activities. | No
FA | Facilities & Property | LP | Land & Place | PNTN | Pontoon | LP-PNTN | Yes | Infrastructure | Entity | Non Linear | A floating platform or structure used as a dock, landing stage, or platform for various activities. | No
FA | Facilities & Property | LP | Land & Place | WHRF | Wharf | LP-WHRF | Yes | Infrastructure | Entity | Non Linear | A fixed structure along a shore or a river where ships or boats can dock and load or unload cargo or passengers. | No
FA | Facilities & Property | LP | Land & Place | WTMT | Treatment Plant | LP-WTMT | Yes | Infrastructure | System | Non Linear | A facility that processes and treats waste materials or effluents to remove contaminants and make them suitable for disposal or reuse. | No
FA | Facilities & Property | LP | Land & Place | ARAM | Access Ramp | LP-ARAM | No, with parent |  | Space | Linear | A path for pedestrians to walk on, usually covered or raised above the ground. | Yes
FA | Facilities & Property | LP | Land & Place | ASPC | Airspace | LP-ASPC | Yes | Land | Space | Non Linear | The air available to aircraft to fly in, especially the part subject to the jurisdiction of a particular country. | No
FA | Facilities & Property | LP | Land & Place | CPRK | Car Park | LP-CPRK | Yes | Buildings | Space | Non Linear | An approved area or location for vehicles to stop temporarily or permanently park. | Yes
FA | Facilities & Property | LP | Land & Place | DDCK | Dry Dock | LP-DDCK | Yes | Infrastructure | Entity | Non Linear | A dock which can be drained of water to allow the inspection and repair of a ship's hull. | No
FA | Facilities & Property | LP | Land & Place | INTG | Interchange | LP-INTG | Yes | Land, Infrastructure | Complex | Non Linear | A station where customers may change from one transport mode to another | Yes
FA | Facilities & Property | LP | Land & Place | JETY | Jetty | LP-JETY | Yes | Buildings, Infrastructure | Entity | Linear | A pier or structure of stones, piles, or the like, projecting into the sea or other body of water to protect a harbor, deflect the current, etc. | Yes
FA | Facilities & Property | LP | Land & Place | LAND | Land | LP-LAND | Yes | Land | Entity | Non Linear | Land that has no buildings on it and is not being used. | Yes
FA | Facilities & Property | LP | Land & Place | LDCK | Loading Dock | LP-LDCK | Yes | Infrastructure | Space | Non Linear | An enclosed area of water in a port for the loading, unloading, and repair of ships. | No
FA | Facilities & Property | LP | Land & Place | LSCP | Landscaping | LP-LSCP | Yes | Buildings, Roads (adjacent to road segments) | Entity | Non Linear | The activity of designing or improving gardens and the surroundings of buildings to make them attractive. | Yes
FA | Facilities & Property | LP | Land & Place | PAMO | Public Art & Memorial | LP-PAMO | Yes | Buildings | Entity | Non Linear | Art in any media (e.g. monuments, memorials, and civic statues and sculptures) whose form, function and meaning are created for the general public through a public process. | Yes
FA | Facilities & Property | LP | Land & Place | PAVG | Paving | LP-PAVG | Yes | Buildings | System | Non Linear | A surface made up of flat stones laid in a pattern. | No
FA | Facilities & Property | LP | Land & Place | QUAR | Quarry | LP-QUAR | No |  | Complex | Non Linear | A place, typically a large, deep pit, from which stone or other materials are or have been extracted. | No
FA | Facilities & Property | LP | Land & Place | STKY | Stockyard | LP-STKY | No |  | Space | Non Linear | A large yard containing sheds and storage in which relevant parts and materials are kept. | No
FA | Facilities & Property | LP | Land & Place | STRA | Stratum | LP-STRA | Yes | Land | Entity | Non Linear | A layer or a series of layers of rock in the ground. | No
FA | Facilities & Property | LP | Land & Place | SZON | School Zone | LP-SZON | No | Infrastructure | Space | Non Linear | An area on a street near a school or near a crosswalk leading to a school that has a likely presence of younger pedestrians. School zones generally have reduced speed limit during certain hours. | No
FA | Facilities & Property | LP | Land & Place | VHSF | Vehicle Stopping Facility | LP-VHSF | Yes | Buildings, Roads | Space | Non Linear | An approved area or location for vehicles to stop with facilities and/or a structure to accommodate drivers. | Yes
FA | Facilities & Property | VT | Vertical Transport | ESCL | Escalator | VT-ESCL | Yes, each system | Buildings | System | Non Linear | A physical object for transporting persons or things from one level to another. | Yes
FA | Facilities & Property | VT | Vertical Transport | LIFT | Lift | VT-LIFT | Yes, each system | Buildings | System | Non Linear | A platform or compartment housed in a shaft for raising and lowering people or things to different levels. | No
FL | Fleet | BU | Buses | BUSV | Bus | BU-BUSV | Yes | Buses | Entity | Mobile | A large motor vehicle carrying passengers by road, typically one serving the public on a fixed route and for a fare. | Yes
FL | Fleet | FE | Ferries | FERV | Vehicular Ferry | FE-FERV | Yes | Ferries | Entity | Mobile | A boat or ship for taking vehicles across an area of water. | No
FL | Fleet | FE | Ferries | FERY | Passenger Ferry | FE-FERY | Yes | Ferries | Entity | Mobile | A watercraft that carries passengers, and sometimes vehicles and cargo, across a body of water. | Yes
FL | Fleet | LG | Light Rail | LCAR | Tram Car | LG-LCAR | Yes | Rolling Stock | Entity | Mobile | A set of trains that run on a tramway track on public urban streets. | Yes
FL | Fleet | LG | Light Rail | LSET | Tram Set | LG-LSET | No, just each car | Rolling Stock | Complex | Mobile | A series of connected train cars that run along a railway track and transport people or freight. | Yes
FL | Fleet | OF | Onboard Fleet Systems | AESY | Access And Egress System (Fleet) | OF-AESY | No, with parent fleet |  | System | Mobile | The components of a fleet vehicle's structure that enable access to the cabin and other parts of the vehicle. | No
FL | Fleet | OF | Onboard Fleet Systems | ANCS | Anchoring System (Fleet) | OF-ANCS | No, with parent fleet |  | System | Mobile | A system used to hold a vehicle to a frame rack when carrying out repairs or servicing or used to secure a vessel to the bed of a body of water. | No
FL | Fleet | OF | Onboard Fleet Systems | BILS | Bilge System (Fleet) | OF-BILS | No, with parent fleet |  | System | Mobile | A system used to remove fluid that has leaked or condensed in unwanted areas. | No
FL | Fleet | OF | Onboard Fleet Systems | BOGS | Bogie System (Fleet) | OF-BOGS | No, with parent fleet |  | System | Mobile | A chassis or framework that carries a wheelset, attached to a vehicle. | Yes
FL | Fleet | OF | Onboard Fleet Systems | BRKS | Braking System (Fleet) | OF-BRKS | No, with parent fleet |  | System | Mobile | The components required to stop a motor vehicle including the braking pedal, master cylinder, connecting hoses, lines, fluids, linkage, drums, shoes, rotors, pads, calipers and parking brake. | Yes
FL | Fleet | OF | Onboard Fleet Systems | CATS | Catering Equipment System (Fleet) | OF-CATS | No, with parent fleet |  | System | Mobile | Equipment that enables the provision of food and beverages to passengers, before, during and after a journey on trains, aircraft and ships and in buses. | Yes
FL | Fleet | OF | Onboard Fleet Systems | CCOS | Climate Control System (Fleet) | OF-CCOS | No, with parent fleet |  | System | Mobile | A system within a vehicle, which comprises of multiple components, that provides control over the internal climate of a car. | Yes
FL | Fleet | OF | Onboard Fleet Systems | CINT | Car Interior (Compartments) | OF-CINT | No, with parent fleet |  | Product | Mobile | The interior structure of a fleet vehicle including compartments. | No
FL | Fleet | OF | Onboard Fleet Systems | CMGS | Control Management System (Fleet) | OF-CMGS | No, with parent fleet |  | System | Mobile | A system that allows components of the fleet vehicle to be remotely controlled, monitored and/or operated. | Yes
FL | Fleet | OF | Onboard Fleet Systems | COIC | Coupling & Interconnection (Fleet) | OF-COIC | No, with parent fleet |  | Product | Mobile | The devices required to enable a fleet vehicle's coupling, capable of rotation and connection of two shafts to enable power transmission. | Yes
FL | Fleet | OF | Onboard Fleet Systems | DOOS | Door System (Fleet) | OF-DOOS | No, with parent fleet |  | System | Mobile | A system of barriers at the entrance to a vehicle or train that can operate to allow ingress and egress to the interior. | Yes
FL | Fleet | OF | Onboard Fleet Systems | EGSS | Energy Supply System (Fleet) | OF-EGSS | No, with parent fleet |  | System | Mobile | The system enables or provides power within a fleet vehicle. | Yes
FL | Fleet | OF | Onboard Fleet Systems | FLBY | Fleet Body (Structure) | OF-FLBY | No, with parent fleet |  | Entity | Mobile | The exterior and general structure of a fleet vehicle. | Yes
FL | Fleet | OF | Onboard Fleet Systems | IFCS | Information & Communication System (Fleet) | OF-IFCS | No, with parent fleet |  | System | Mobile | The system enabling communication and information within a fleet vehicle, this includes technology to enable navigational assistance and communication between drivers and the operation centre. | Yes
FL | Fleet | OF | Onboard Fleet Systems | IFIX | Interior Fixtures (Crew & Passenger) | OF-IFIX | No, with parent fleet |  | Product | Mobile | The interior components of a fleet vehicle excluding compartments. Includes seating and hand rails. | No
FL | Fleet | OF | Onboard Fleet Systems | LGTS | Lighting System (Fleet) | OF-LGTS | No, with parent fleet |  | System | Mobile | A system comprising of equipment, instrumentation and other components that provides interior and exterior lighting to a vehicle. | No
FL | Fleet | OF | Onboard Fleet Systems | NAVS | Navigation System (Fleet) | OF-NAVS | No, with parent fleet |  | System | Mobile | A vehicle system that can provide direction and uses GPS to detect the current location of a fleet vehicle via satellite. | Yes
FL | Fleet | OF | Onboard Fleet Systems | PRPS | Propulsion System (Fleet) | OF-PRPS | No, with parent fleet |  | System | Mobile | A machine or device that produces thrust to push the vehicle in a forward direction. | Yes
FL | Fleet | OF | Onboard Fleet Systems | SSEQ | Safety System & Equipment (Fleet) | OF-SSEQ | No, with parent fleet |  | Product | Mobile | The equipment and components of a fleet vehicle that function to provide safety to users and to the vehicle itself. | Yes
FL | Fleet | OF | Onboard Fleet Systems | STCS | Steering & Control System (Fleet) | OF-STCS | No, with parent fleet |  | System | Mobile | The system providing the direction from the steering wheel to the steering rack for a fleet vehicle's movement. Includes steering components such as power steering. | Yes
FL | Fleet | OF | Onboard Fleet Systems | VWAS | Vehicle Wheel & Axle System (Fleet) | OF-VWAS | No, with parent fleet |  | System | Mobile | The system providing the drive to the wheels from the gearbox for a fleet vehicle's movement. | Yes
FL | Fleet | OF | Onboard Fleet Systems | WASS | Water & Sanitary System (Fleet) | OF-WASS | No, with parent fleet |  | System | Mobile | The system enabling water and sanitation within a fleet vehicle. | Yes
FL | Fleet | RA | Rotables | RSPR | Rotables Spare | RA-RSPR | No, with parent fleet |  | Product | Mobile | Defined as materials and supplies acquired for installation that are removable from a unit of property. These assets are generally repaired or improved, and are either reinstalled or stored for later installation. | Yes
FL | Fleet | TN | Trains | LOCO | Locomotive | TN-LOCO | Yes | Fleet | Entity | Mobile | A series of connected train cars that run along a railway track and transport people or freight. | No
FL | Fleet | TN | Trains | RCAR | Rail Car | TN-RCAR | Yes | Fleet | Entity | Mobile | A railway passenger vehicle designed to operate singly or as part of a multiple unit. | Yes
FL | Fleet | TN | Trains | RVAN | Rail Van | TN-RVAN | Yes | Fleet | Entity | Mobile | A railway passenger vehicle designed to operate singly or as part of a multiple unit. | Yes
FL | Fleet | TN | Trains | TCAR | Train Car | TN-TCAR | Yes |  | Entity | Mobile | A railway passenger vehicle designed to operate singly or as part of a multiple unit. | Yes
FL | Fleet | TN | Trains | TSET | Train Set | TN-TSET | No, just each car |  | Complex | Mobile | A set series of connected vehicles that run along a railway track and transport people or freight. | Yes
FL | Fleet | VH | Vehicle | BOAT | Boat | VH-BOAT | Yes | Plant & Equipment | Entity | Mobile | A vehicle without any power, designed to be attached to a truck, tractor or rig for transporting goods and materials from liquids to dry goods to heavy equipment and vehicles. Also known as a cart. | Yes
FL | Fleet | VH | Vehicle | CARV | Car | VH-CARV | Yes | Fleet | Entity | Mobile | A four-wheeled road vehicle that is powered by an engine and is able to carry a small number of people. | No
FL | Fleet | VH | Vehicle | TRLR | Trailer | VH-TRLR | Yes | Plant & Equipment | Entity | Mobile | An asset for transporting persons or things, exclusively used and operated by employees. | Yes
FL | Fleet | VH | Vehicle | TRUC | Truck | VH-TRUC | Yes | Fleet | Entity | Mobile | An motor vehicle that is long, low and open intended for carrying goods by road. | Yes
IA | Intangible Assets | DA | Data Assets | IDAT | Data Asset | DA-IDAT | No | Intangible | Entity | Intangible | A reusable (non-temporary) data entity (dataset) that is digitally generated by physical assets, systems or processes and used in repeatable business processes to create value. It requires effort to maintain, must meet minimum data quality standards, may be modelled or transactional and must exist and hosted in an accredited environment. This must be in accordance with the TfNSW Intangible Asset Capitalisation Policy. | Yes
IA | Intangible Assets | DA | Data Assets | IMOD | Model | DA-IMOD | No | Intangible | Information Asset | Intangible | A series of calculations or algorithms that represent a complex system or process to generate specific outputs. A Model or Forecasting Assets is developed and operated by specialists due to its nature and complexity and the value is in the calculation used in the model to generate an output. This must be in accordance with the TfNSW Intangible Asset Capitalisation Policy. | Yes
IA | Intangible Assets | DA | Data Assets | PROD | Data Product | DA-PROD | No | Intangible | Product | Intangible | A packaged application that uses data for a specific purpose or outcome by engineering the data to be meaningfully related and has a user interface that enables the product to be easily used to achieve this outcome. It may contain links or dependencies on data assets or models within the packaged data product This must be in accordance with the TfNSW Intangible Asset Capitalisation Policy. | Yes
IA | Intangible Assets | IP | Intellectual Property | COPY | Copyright | IP-COPY | No | Intangible | Intellectual Property | Intangible | Gives Transport intellectual property the exclusive and legally secured right to copy, distribute, adapt, display, and perform a creative work, usually for a limited time This must be in accordance with the TfNSW Intangible Asset Capitalisation Policy. | No
IA | Intangible Assets | IP | Intellectual Property | CUST | Customer Research & Product Development | IP-CUST | No | Intangible | Product | Intangible | Defined content formally produced that contains research and product/service development undertaken concerning customers to Transport This must be in accordance with the TfNSW Intangible Asset Capitalisation Policy. | No
IA | Intangible Assets | IP | Intellectual Property | ITRA | Trademark | IP-ITRA | No | Intangible | Intellectual Property | Intangible | An easily recognisable symbol, phrase, or word that denotes a specific product or service from Transport. It legally differentiates a product or service from all others of its kind and recognises Transport's ownership This must be in accordance with the TfNSW Intangible Asset Capitalisation Policy. | No
IA | Intangible Assets | IP | Intellectual Property | PTNT | Patent | IP-PTNT | No | Intangible | Intellectual Property | Intangible | An exclusive right held by Transport for an invention, which is a product or process that provides a novel technical solution to a problem This must be in accordance with the TfNSW Intangible Asset Capitalisation Policy. | No
IA | Intangible Assets | IP | Intellectual Property | STRT | Transport Strategy & Plan | IP-STRT | No | Intangible | Intellectual Property | Intangible | Define content formally produced that describes Transport's strategic intent, outcomes, and priorities. This must be in accordance with the TfNSW Intangible Asset Capitalisation Policy. | No
IA | Intangible Assets | LI | Legal and Financial Instruments | BIOD | Biodiversity Credits | LI-BIOD | Yes | Intangible | Legal | Intangible | A financial credit that is bought to offset environmental impacts from implemented projects This must be in accordance with the TfNSW Intangible Asset Capitalisation Policy. | No
IA | Intangible Assets | LI | Legal and Financial Instruments | CONT | Contract | LI-CONT | No | Intangible | Legal | Intangible | A legally binding document that gives or obliges Transport the right to provide or receive a good or service This must be in accordance with the TfNSW Intangible Asset Capitalisation Policy. | No
IA | Intangible Assets | LI | Legal and Financial Instruments | EMST | Easement | LI-EMST | No | Intangible | Legal | Intangible | A non-possessory right to use or enter the land property of another entity without owning it, with the right arising from a legal contract. It usually provides guaranteed access to a physical asset. This must be in accordance with the TfNSW Intangible Asset Capitalisation Policy. | No
IA | Intangible Assets | MS | Management Systems | AMSY | Asset Management System | MS-AMSY | No | Intangible | System | Intangible | A defined set of policies, procedures and processes that is designed to organise, control or improve Transport's asset management business functions in order to achieve internal goals and objectives This must be in accordance with the TfNSW Intangible Asset Capitalisation Policy. | No
IA | Intangible Assets | MS | Management Systems | EMSY | Environmental Management System | MS-EMSY | No | Intangible | System | Intangible | A defined set of policies, procedures and processes that is designed to organise, control or improve Transport's environmental management business functions in order to achieve internal goals and objectives This must be in accordance with the TfNSW Intangible Asset Capitalisation Policy. | No
IA | Intangible Assets | MS | Management Systems | FMSY | Financial Management System | MS-FMSY | No | Intangible | System | Intangible | A defined set of policies, procedures and processes that is designed to organise, control or improve Transport's financial management business functions in order to achieve internal goals and objectives This must be in accordance with the TfNSW Intangible Asset Capitalisation Policy. | No
IA | Intangible Assets | MS | Management Systems | KMSY | Knowledge Management System | MS-KMSY | No | Intangible | System | Intangible | A defined set of policies, procedures and processes that is designed to organise, control or improve Transport's knowledge management business functions in order to achieve internal goals and objectives This must be in accordance with the TfNSW Intangible Asset Capitalisation Policy. | No
IA | Intangible Assets | MS | Management Systems | LDEY | Learning & Development | MS-LDEY | No | Intangible | Management Resource | Intangible | A defined set of policies, processes, procedures, or material that is designed to support the learning and/or development of Transport employees in order to achieve internal goals and objectives This must be in accordance with the TfNSW Intangible Asset Capitalisation Policy. | No
IA | Intangible Assets | MS | Management Systems | PMSY | Procurement Management System | MS-PMSY | No | Intangible | System | Intangible | A defined set of policies, procedures and processes that is designed to organise, control or improve Transport's procurement business functions in order to achieve internal goals and objectives This must be in accordance with the TfNSW Intangible Asset Capitalisation Policy. | No
IA | Intangible Assets | MS | Management Systems | QMSY | Quality Management System | MS-QMSY | No | Intangible | System | Intangible | A defined set of policies, procedures and processes that is designed to organise, control or improve Transport's quality management business functions in order to achieve internal goals and objectives This must be in accordance with the TfNSW Intangible Asset Capitalisation Policy. | No
IA | Intangible Assets | MS | Management Systems | RMSY | Risk Management System | MS-RMSY | No | Intangible | System | Intangible | A defined set of policies, procedures and processes that is designed to organise, control or improve Transport's risk management business functions in order to achieve internal goals and objectives This must be in accordance with the TfNSW Intangible Asset Capitalisation Policy. | No
IA | Intangible Assets | MS | Management Systems | SMSY | Safety Management System | MS-SMSY | No | Intangible | System | Intangible | A defined set of policies, procedures and processes that is designed to organise, control or improve Transport's safety management business functions in order to achieve internal goals and objectives This must be in accordance with the TfNSW Intangible Asset Capitalisation Policy. | No
IA | Intangible Assets | SO | Software and Tooling | SFPL | Software Platform | SO-SFPL | No | Intangible | Software | Intangible | A combination, or component of, multiple software assets and services which employs well defined and documented architecture, design patterns and data standards for the purpose of processing, storing and securely providing access to data asset and products. This must be in accordance with the TfNSW Intangible Asset Capitalisation Policy. | Yes
IA | Intangible Assets | SO | Software and Tooling | SINT | Software Instance | SO-SINT | No | Intangible | Software | Intangible | A software service that has undergone significant and material investment in modifications to the extent that it becomes a unique TfNSW ‘Instance’ of the original software service. This new ‘Instance’ requires ongoing maintenance and upkeep to ensure future usability. This must be in accordance with the TfNSW Intangible Asset Capitalisation Policy. | No
IA | Intangible Assets | SO | Software and Tooling | TOOL | Tooling | SO-TOOL | No | Intangible | Tools and Equipment | Intangible | Bespoke patterns that are used to connect or process data through pipelines within and between data platforms and applications. This must be in accordance with the TfNSW Intangible Asset Capitalisation Policy. | Yes
PL | Plant & Equipment | TV | Maintenance Machines & Vehicles | BCLN | Ballast Cleaner | TV-BCLN | Yes | Plant & Equipment | Tools and Equipment | Mobile | A machine that specialises in cleaning the railway track ballast (gravel, blue stone or other aggregate) of impurities. | No
PL | Plant & Equipment | TV | Maintenance Machines & Vehicles | BREG | Ballast Regulator | TV-BREG | Yes | Plant & Equipment | Tools and Equipment | Mobile | Rail road track machine is used to shape up the ballast profile. | No
PL | Plant & Equipment | TV | Maintenance Machines & Vehicles | LIME | Lime Spreader | TV-LIME | Yes | Plant & Equipment | Tools and Equipment | Mobile | A vehicle or accessory used for constructing road foundations, spreading materials over surfaces. | No
PL | Plant & Equipment | TV | Maintenance Machines & Vehicles | LMKR | Line Marker | TV-LMKR | Yes | Plant & Equipment | Tools and Equipment | Mobile | A vehicle used to mark lines on roads and road-related areas. | No
PL | Plant & Equipment | TV | Maintenance Machines & Vehicles | OHWM | Overhead Wiring Machine | TV-OHWM | Yes | Plant & Equipment | Tools and Equipment | Mobile | A machine designed to install and maintain overhead wiring for metro, heavy, and light rail lines | Yes
PL | Plant & Equipment | TV | Maintenance Machines & Vehicles | RGRI | Rail Grinder | TV-RGRI | Yes | Plant & Equipment | Tools and Equipment | Mobile | Railroad track machine is used to grind rail to a standard profile. It removes surface rail defects and maintains a contact band for the wheel/rail interface. | No
PL | Plant & Equipment | TV | Maintenance Machines & Vehicles | RMAN | Rail Manipulator | TV-RMAN | Yes | Plant & Equipment | Tools and Equipment | Mobile | A rigid steel or cable arm pneumatic lifting machine to move and transport rail segments. | No
PL | Plant & Equipment | TV | Maintenance Machines & Vehicles | SCRF | Tie Bed Scarifier | TV-SCRF | Yes | Plant & Equipment | Tools and Equipment | Mobile | A machine or device that is dimensioned and configured to widen the pre-existing channels left in the ballast through the removal of old ties. | No
PL | Plant & Equipment | TV | Maintenance Machines & Vehicles | SHVH | Shunting Vehicle | TV-SHVH | Yes | Plant & Equipment | Tools and Equipment | Mobile | A vehicle which can move unpowered vehicles to their desired location. | No
PL | Plant & Equipment | TV | Maintenance Machines & Vehicles | TJAK | Track Jack | TV-TJAK | Yes | Plant & Equipment | Tools and Equipment | Mobile | A device for raising railway track during ballasting or other track operations. | No
PL | Plant & Equipment | TV | Maintenance Machines & Vehicles | TLAY | Track Layer | TV-TLAY | Yes | Plant & Equipment | Tools and Equipment | Mobile | A device or system that can lay new railway track in place. | No
PL | Plant & Equipment | TV | Maintenance Machines & Vehicles | TOHA | Turnout Handler | TV-TOHA | Yes | Plant & Equipment | Tools and Equipment | Mobile | A machine that specialises in the maintenance of track turnouts. | No
PL | Plant & Equipment | TV | Maintenance Machines & Vehicles | TRVH | Track Recording Vehicle | TV-TRVH | Yes | Fleet | Tools and Equipment | Mobile | An automated track inspection vehicle on a rail transport system used to test several parameters of the track geometry such as position, curvature, alignment of the track, smoothness and the crosslevel of the rails, all without obstructing normal railroad operations. | No
PL | Plant & Equipment | TV | Maintenance Machines & Vehicles | TSPY | Tar Sprayer | TV-TSPY | Yes | Plant & Equipment | Tools and Equipment | Mobile | A machine used to spread/spray tar on roads to bind the surface layer. | No
PL | Plant & Equipment | TV | Maintenance Machines & Vehicles | TSTB | Dynamic Track Stabiliser | TV-TSTB | Yes | Plant & Equipment | Tools and Equipment | Mobile | A self propelled rollingstock, track maintenance heavy plant, used to produce a homogenous ballast bed after the track has been maintained using a tamping machine. | No
PL | Plant & Equipment | TV | Maintenance Machines & Vehicles | TTMP | Track Tamper | TV-TTMP | Yes | Plant & Equipment | Tools and Equipment | Mobile | A self-propelled, rail-mounted machine used to pack (or tamp) the track ballast under railway tracks to make the tracks and roadbed more durable and level. | No
PL | Plant & Equipment | TV | Maintenance Machines & Vehicles | WAGN | Wagon | TV-WAGN | Yes | Plant & Equipment | Tools and Equipment | Mobile | A vehicle used for the carrying of cargo or passengers, or conducting maintenance on a rail transport network. | Yes
PL | Plant & Equipment | TV | Maintenance Machines & Vehicles | WCRT | Water Cart | TV-WCRT | Yes | Plant & Equipment | Tools and Equipment | Mobile | A service truck that is designed to spray water in a variety of ways. Can be used either as dust suppression, soil compaction or as a way of cleaning roads and water vegetation. | No
PL | Plant & Equipment | ME | Mechanical, Electrical, and Hydraulic Systems | ELSY | Electrical System | ME-ELSY | Yes | Plant & Equipment | System | Non Linear | Infrastructure and equipment used for the purpose of generating, transmitting, and distributing electrical power. | No
PL | Plant & Equipment | ME | Mechanical, Electrical, and Hydraulic Systems | ESCP | Electrical System Component | ME-ESCP | No, with parent system | Plant & Equipment | Element | Non Linear | Individual components that make up an electrical system, such as transformers, switchgear, and wiring. | No
PL | Plant & Equipment | ME | Mechanical, Electrical, and Hydraulic Systems | HDSY | Hydraulic System | ME-HDSY | Yes | Plant & Equipment | System | Non Linear | Infrastructure and equipment used for the purpose of generating, transmitting, and controlling the flow of hydraulic fluids. | No
PL | Plant & Equipment | ME | Mechanical, Electrical, and Hydraulic Systems | HLSC | Lifting & Handling System Component | ME-HLSC | No, with parent system | Plant & Equipment | Element | Non Linear | Individual components that make up a lifting or handling system, such as hoists, cranes, and lifts. | Yes
PL | Plant & Equipment | ME | Mechanical, Electrical, and Hydraulic Systems | HSCP | Hydraulic System Component | ME-HSCP | No, with parent system | Plant & Equipment | Element | Non Linear | Individual components that make up a hydraulic system, such as pumps, valves, and actuators. | No
PL | Plant & Equipment | ME | Mechanical, Electrical, and Hydraulic Systems | MCSY | Mechanical System | ME-MCSY | Yes | Plant & Equipment | System | Non Linear | Infrastructure and equipment used for the purpose of generating, transmitting, and controlling mechanical power. | No
PL | Plant & Equipment | ME | Mechanical, Electrical, and Hydraulic Systems | MSCP | Mechanical System Component | ME-MSCP | No, with parent system | Plant & Equipment | Element | Non Linear | Individual components that make up a mechanical system, such as gears, bearings, and shafts. | No
PL | Plant & Equipment | ME | Mechanical, Electrical, and Hydraulic Systems | ADSY | Auxiliary Drive System | ME-ADSY | Yes | Plant & Equipment | System | Non Linear | A system that provides supplementary power or motion to a primary drive system or mechanism. | No
PL | Plant & Equipment | ME | Mechanical, Electrical, and Hydraulic Systems | CWSY | Counterweight System | ME-CWSY | Yes | Plant & Equipment | System | Non Linear | A system that uses a weight or combination of weights to balance, stabilise or control the movement of a larger or heavier object. | No
PL | Plant & Equipment | ME | Mechanical, Electrical, and Hydraulic Systems | LBSY | Lubrication System | ME-LBSY | Yes | Plant & Equipment | System | Non Linear | A system that distributes and regulates the flow of lubricant to reduce friction and wear between moving parts in machinery or equipment. | No
PL | Plant & Equipment | MB | Mobile Plant & Equipment | ATCH | Mobile Plant Attachment | MB-ATCH | Yes if > $5000 | Plant & Equipment | Tools and Equipment | Mobile | Kit which enables a tool or vehicle to perform an additional function or task when fastened. | No
PL | Plant & Equipment | MB | Mobile Plant & Equipment | ETOL | Powered Tool | MB-ETOL | Yes if > $5000 | Plant & Equipment | Tools and Equipment | Mobile | Tools that are actuated by an additional power source and mechanism, exclusive of those with a purpose of safety or measuring any metric. | No
PL | Plant & Equipment | MB | Mobile Plant & Equipment | HTOL | Hand Tool | MB-HTOL | Yes if > $5000 | Plant & Equipment | Tools and Equipment | Mobile | A tool held in the hand and operated without electricity or other power, exclusive of those with a purpose of safety or measuring any metric. | No
PL | Plant & Equipment | MB | Mobile Plant & Equipment | MEAD | Measuring Devices | MB-MEAD | Yes if > $5000 | Plant & Equipment | Tools and Equipment | Mobile | Tools used by personnel to measure and report on any required metrics. | No
PL | Plant & Equipment | MB | Mobile Plant & Equipment | MPLT | Mobile Plant | MB-MPLT | Yes if > $5000 | Plant & Equipment | Tools and Equipment | Mobile | Moveable equipment used on site that uses some form of self-propulsion and is ordinarily under the direct control of an operator. | No
PL | Plant & Equipment | MB | Mobile Plant & Equipment | OFFE | Office Equipment | MB-OFFE | Yes if > $5000 | Plant & Equipment | Product | Mobile | Equipment or tools used by personnel within the office environment, exclusive of those with a purpose of safety or measuring any metric. | Yes
PL | Plant & Equipment | MB | Mobile Plant & Equipment | SAFE | Safety Equipment | MB-SAFE | Yes if > $5000 | Plant & Equipment | Product | Mobile | Equipment or tools used by personnel with the function to ensure the safety of themselves and others. | No
PL | Plant & Equipment | FP | Plant | PSET | Pumpset | FP-PSET | Yes if > $5000 | Plant & Equipment | Product | Non Linear | A combination of a pump and its associated motor, used to move fluids, such as water or wastewater, through a system. | No
PL | Plant & Equipment | FP | Plant | PVSL | Pressure Vessel | FP-PVSL | Yes | Plant & Equipment | Product | Non Linear | A container designed to hold gases or liquids at a pressure substantially different from the ambient pressure. | No
PL | Plant & Equipment | FP | Plant | VALV | Valve | FP-VALV | Yes if > $5000 | Plant & Equipment | Product | Non Linear | A device used to control the flow of liquids or gases in a system. | Yes
PL | Plant & Equipment | FP | Plant | BLTW | Belt Weigher | FP-BLTW | Yes | Plant & Equipment | Product | Non Linear | A piece of equipment used to weigh the mass or flow rate of material transported on a conveyor belt. | No
PL | Plant & Equipment | FP | Plant | CHUT | Chute | FP-CHUT | Yes | Plant & Equipment | Product | Non Linear | An open fluidised material transport device that is a sloping channel or passage for the conveyance of fluid, or of things flowing in fluid, to a lower level. | No
PL | Plant & Equipment | FP | Plant | CRNE | Crane | FP-CRNE | Yes | Plant & Equipment | Product | Non Linear | A lifting appliance that is a tower or derrick equipped with cables and pulleys that can lift or lower and move loads in multiple directions. | No
PL | Plant & Equipment | FP | Plant | CRSH | Crusher | FP-CRSH | Yes | Plant & Equipment | Product | Non Linear | A mill that uses pressure or impact to reduce the particle size of solid materials. | No
PL | Plant & Equipment | FP | Plant | CVYR | Conveyor | FP-CVYR | Yes | Plant & Equipment | Product | Non Linear | A physical object for moving articles or bulk material from place to place (as by an endless moving belt or a chain of receptacles) | Yes
PL | Plant & Equipment | FP | Plant | DECN | Decanting Machine | FP-DECN | Yes | Plant & Equipment | Tools and Equipment | Non Linear | A machine designed to continuously separate solid materials from liquids in a slurry or mixture. | No
PL | Plant & Equipment | FP | Plant | DRPT | Drop Table | FP-DRPT | Yes | Plant & Equipment | Tools and Equipment | Non Linear | A device used in railway engineering during maintenance jobs that require the removal of locomotive or rolling stock wheelsets. | No
PL | Plant & Equipment | FP | Plant | GUIL | Guillotine | FP-GUIL | Yes | Plant & Equipment | Product | Non Linear | A device used for cutting purposes that comprises of a heavy blade that slides in vertical guides. | No
PL | Plant & Equipment | FP | Plant | JACK | Jack | FP-JACK | Yes | Plant & Equipment | Product | Non Linear | A device for lifting heavy objects. Includes Post Lift, One Spot Jack, Trolley Jack. | No
PL | Plant & Equipment | FP | Plant | LATH | Lathe | FP-LATH | Yes | Plant & Equipment | Product | Non Linear | An ‘artefact’ for turning wood, metal, ivory, etc., in which the article to be turned is held in a horizontal position by means of adjustable centres and rotated against the tools with which it is cut to the required shape. | No
PL | Plant & Equipment | FP | Plant | LDBA | Load Balancer | FP-LDBA | Yes | Plant & Equipment | Product | Non Linear | A device that acts as a reverse proxy and distributes network or application traffic across a number of servers. Load balancers are used to increase capacity (concurrent users) and reliability of applications. | No
PL | Plant & Equipment | FP | Plant | MILL | Milling Machine | FP-MILL | Yes | Plant & Equipment | Tools and Equipment | Non Linear | A machine comprising of a rotating cutting tool that can remove material from an object by moving it through the tool. | No
PL | Plant & Equipment | FP | Plant | PRES | Press | FP-PRES | Yes | Plant & Equipment | Product | Non Linear | A machine tool that applies pressure to cut or modify the shape of objects. | No
PL | Plant & Equipment | FP | Plant | PUMP | Pump | FP-PUMP | Yes if > $5000 | Plant & Equipment | Product | Non Linear | A pump is a device that moves fluids, or sometimes slurries, by mechanical action, typically converted from electrical energy into hydraulic energy. | No
PL | Plant & Equipment | FP | Plant | WASH | Wash Plant | FP-WASH | Yes | Plant & Equipment | Product | Non Linear | A machine used to wash sand and gravel to assist in the process of extracting ores. | No
PL | Plant & Equipment | FP | Plant | WEIG | Weighbridge | FP-WEIG | Yes | Plant & Equipment | Product | Non Linear | A machine for weighing vehicles, set into the ground to be driven on to. | No
UT | Energy & Utilities | CA | Compressed Air | AIRC | Air Cooler | CA-AIRC | No, with parent |  | Product | Non Linear | A device that cools the air by using evaporative cooling or mechanical refrigeration. | No
UT | Energy & Utilities | CA | Compressed Air | CMPR | Compressor | CA-CMPR | No, with parent |  | Product | Non Linear | A mechanical device that increases the pressure of a gas, such as air or refrigerant. | No
UT | Energy & Utilities | CA | Compressed Air | AIRD | Air Dryer | CA-AIRD | No, with parent |  | Product | Non Linear | A device for removing water vapour from compressed air. Compressed air dryers are commonly found in a wide range of industrial and commercial facilities. | No
UT | Energy & Utilities | CA | Compressed Air | AIRM | Air Main | CA-AIRM | No, with parent |  | Product | Linear | A piping system that distributes pressurised air to the desired locations in a compressed air system. | No
UT | Energy & Utilities | CA | Compressed Air | AIRR | Air Receiver | CA-AIRR | No, with parent |  | Product | Non Linear | A compressed air header tank, which is often connected to an air compressor, used to temporarily store a volume of air which is immediately available for consumption. | No
UT | Energy & Utilities | CA | Compressed Air | AIRS | Air Supply System | CA-AIRS | Yes, each system | Buildings, Plant & Equipment | System | Non Linear | A system which is used to generate and supply compressed air to a railway signalling system. | No
UT | Energy & Utilities | CA | Compressed Air | AUTO | Auto Drain | CA-AUTO | No, with parent |  | Product | Non Linear | A device used to automatically remove condensed liquid from the compressed air system. | No
UT | Energy & Utilities | CA | Compressed Air | EXPJ | Expansion Joint | CA-EXPJ | No, with parent |  | Product | Non Linear | An element used to add flexibility to industrial ducting systems and fan/blower connections to absorb thermal growth, isolate vibration and noise, and allow for misalignments. | No
UT | Energy & Utilities | CA | Compressed Air | MANI | Air Manifold | CA-MANI | No, with parent |  | Product | Non Linear | A pipe, or gallery, with a series of branch pipes, which distributes air. | No
UT | Energy & Utilities | CA | Compressed Air | PRTX | Pressure Transmitter | CA-PRTX | No, with parent |  | Product | Non Linear | A device used to monitor pneumatic air pressures and convert it to an electrical signal for system control. | No
UT | Energy & Utilities | FO | Fuel & Oil | FOSY | Fuel & Oil System | FO-FOSY | Yes, each system |  | System | Non Linear | A system which encompasses all components involved in transporting, metering, and mixing fuel from the fuel tank to the combustion chamber. | Yes
UT | Energy & Utilities | AC | Heating Ventilation and Air Conditioning | CHIL | Chiller | AC-CHIL | No, with parent |  | Product | Non Linear | A mechanical machine that removes heat from a circulating liquid coolant to provide cooling to connected components in the system. | Yes
UT | Energy & Utilities | AC | Heating Ventilation and Air Conditioning | HVSC | HVAC System Components | AC-HVSC | No, with parent |  | Product | Non Linear | Individual components that make up a heating, ventilation, and air conditioning system, such as fans, coils, and controls. | Yes
UT | Energy & Utilities | AC | Heating Ventilation and Air Conditioning | CONU | Condensing Unit | AC-CONU | No, with parent |  | Product | Non Linear | A component of an air conditioning or refrigeration system that condenses the refrigerant, releasing heat to the outside. | No
UT | Energy & Utilities | AC | Heating Ventilation and Air Conditioning | FANS | Fan | AC-FANS | No, with parent |  | Product | Non Linear | A mechanical device that circulates air, either for ventilation or cooling purposes. | No
UT | Energy & Utilities | AC | Heating Ventilation and Air Conditioning | HEAT | Heater | AC-HEAT | No, with parent |  | Product | Non Linear | Works in conjunction with the air conditioning unit to heat the air and distribute it through the ductwork to warm the interior space. | Yes
UT | Energy & Utilities | AC | Heating Ventilation and Air Conditioning | ACON | Air Conditioning System | AC-ACON | Yes, each system | Buildings | System | Non Linear | A designated cooling system applied to computer, server or communication rooms to ensure equipment is operating to the right temperature. | Yes
UT | Energy & Utilities | AC | Heating Ventilation and Air Conditioning | AHUN | Air Handling Unit | AC-AHUN | No, with parent |  | Product | Non Linear | An artefact intended for central conditioning and pressure increase of ventilation air. | No
UT | Energy & Utilities | AC | Heating Ventilation and Air Conditioning | BOLR | Boiler | AC-BOLR | No, with parent |  | Product | Non Linear | A 'fluid treatment device' that is intended to heat a liquid. A boiler can be used to turn a liquid into vapour. A boiler can contain one or more vessel for the separation of vapour and liquid. Where the liquid is water, such a vessel is called a 'steam drum'. | No
UT | Energy & Utilities | AC | Heating Ventilation and Air Conditioning | COTW | Cooling Tower | AC-COTW | No, with parent |  | Product | Non Linear | A cooler and an air cooled heat exchanger that is a tall structure through which air circulates by convection. | No
UT | Energy & Utilities | AC | Heating Ventilation and Air Conditioning | DAMP | Damper | AC-DAMP | No, with parent |  | Product | Non Linear | An adjustable plate for controlling the draft and air flow in ducts. | Yes
UT | Energy & Utilities | AC | Heating Ventilation and Air Conditioning | DEHU | Dehumidifier | AC-DEHU | Yes, each system | Buildings | Product | Non Linear | A device which extracts moisture from the air to lower the present humidity. | No
UT | Energy & Utilities | AC | Heating Ventilation and Air Conditioning | DUCT | Ductwork | AC-DUCT | No, with parent |  | Product | Non Linear | An arrangement of ducts used to convey air from different components in a ventilation system. | Yes
UT | Energy & Utilities | AC | Heating Ventilation and Air Conditioning | FCUN | Fan Coil Unit | AC-FCUN | No, with parent |  | Product | Non Linear | A device consisting of a heat exchanger and a fan which is used to provide cooling or heating within a room. | No
UT | Energy & Utilities | AC | Heating Ventilation and Air Conditioning | FLCU | Fluid Cooler Unit | AC-FLCU | No, with parent |  | Product | Non Linear | A device consisting of fans and coils used to cool the fluids in the coils. | No
UT | Energy & Utilities | AC | Heating Ventilation and Air Conditioning | HTEX | Heat Exchanger | AC-HTEX | No, with parent |  | Product | Non Linear | An artefact that is intended to transfer heat from one object to another. | No
UT | Energy & Utilities | AC | Heating Ventilation and Air Conditioning | SATT | Sound Attenuator | AC-SATT | No, with parent |  | Product | Non Linear | Used to lower the noise generated from fans and HVAC systems, commonly found in ventilation systems. | No
UT | Energy & Utilities | AC | Heating Ventilation and Air Conditioning | VENT | Ventilation System | AC-VENT | Yes, each system | Buildings, | System | Non Linear | A system which facilitates the continuous supply and removal of air with respect to a space. | Yes
UT | Energy & Utilities | LT | Lighting | LGHT | Electrical Fixture | LT-LGHT | No, with parent |  | Product | Non Linear | A device that houses one or more electric lamps to provide illumination. | Yes
UT | Energy & Utilities | LT | Lighting | LGTF | Lighting System | LT-LGTF | Yes, each system | Buildings, Infrastructure | System | Non Linear | A system comprising of equipment, instrumentation and other components that provides interior and exterior lighting. | Yes
UT | Energy & Utilities | PO | Power | DSYS | Electrical Distribution System | PO-DSYS | Yes, each system | Infrastructure, Buildings | System | Linear | A system to deliver power that is ready and functional to the end user. | Yes
UT | Energy & Utilities | PO | Power | PVSY | Photovoltaic System Component | PO-PVSY | No, with parent | Buildings | Product | Non Linear | A photovoltaic system, also PV system or solar power system, is an electric power system designed to supply usable solar power by means of photovoltaics. | Yes
UT | Energy & Utilities | PO | Power | EMTR | Electric Motor | PO-EMTR | No, with parent |  | Product | Non Linear | A device that converts electrical energy into mechanical energy, used to power various types of equipment and machinery. | No
UT | Energy & Utilities | PO | Power | BATT | Battery | PO-BATT | No, with parent |  | Product | Non Linear | A container consisting of one or more cells, in which chemical energy is converted into electricity and used as a source of power. | Yes
UT | Energy & Utilities | PO | Power | CBKR | Circuit Breaker | PO-CBKR | Yes | Infrastructure | Product | Non Linear | An automatic switch that stops the flow of electric current in a suddenly overloaded or otherwise abnormally stressed electric circuit. | Yes
UT | Energy & Utilities | PO | Power | DBRD | Distribution Board | PO-DBRD | No, with parent |  | Product | Non Linear | A component of an electrical power system which distinguishes and distributes the supply electricity into separate circuits for different loads. | Yes
UT | Energy & Utilities | PO | Power | ELEN | Enclosure | PO-ELEN | Yes | Infrastructure | Product | Non Linear | A box to house electrical equipment and fittings. | Yes
UT | Energy & Utilities | PO | Power | ERTH | Earthing System | PO-ERTH | No, with parent |  | System | Non Linear | An earthing system connects specific parts of an electric power system with the ground, typically the Earth's conductive surface, for safety and functional purposes. | Yes
UT | Energy & Utilities | PO | Power | EVCH | EV Charging Station | PO-EVCH | Yes, each system |  | System | Non Linear | A piece of equipment that supplies electrical power for charging plug-in electric vehicles. | Yes
UT | Energy & Utilities | PO | Power | FSYS | Feeder System | PO-FSYS | Yes, each system | Infrastructure | System | Linear | A system of wires and components used to distribute power along the length of an electrified railway. | Yes
UT | Energy & Utilities | PO | Power | GENR | Generator | PO-GENR | No, with parent |  | Product | Non Linear | A machine used to convert one energy source, commonly fuels, into mechanical or electrical energy. | Yes
UT | Energy & Utilities | PO | Power | MHUB | Mobile Device Charging Hub | PO-MHUB | No, with parent |  | Product | Non Linear | An apparatus for recharging the batteries of multiple mobile devices. | No
UT | Energy & Utilities | PO | Power | OWSY | Overhead Wiring System | PO-OWSY | Yes | Infrastructure | System | Linear | A system of electrical wiring, usually installed from pole to pole, that is used to transmit power from traction substations to electric trains. | Yes
UT | Energy & Utilities | PO | Power | POCP | Power Correction & Regulation | PO-POCP | Yes | Infrastructure | Product | Non Linear | A device used to correct the power factor in electrical systems to ensure system safety and correct functionality. | Yes
UT | Energy & Utilities | PO | Power | POSS | Power Supply System | PO-POSS | Yes, each system | Infrastructure, Buildings | System | Non Linear | A network of electrical components deployed to supply, transfer and use electric power. | Yes
UT | Energy & Utilities | PO | Power | POSW | Power Switch | PO-POSW | Yes | Infrastructure | Product | Non Linear | An electrical component that can disconnect or connect the conducting path in an electrical circuit. | Yes
UT | Energy & Utilities | PO | Power | TRAN | Transformer | PO-TRAN | Yes if > $5000 | Infrastructure, Buildings | Product | Mobile | An electromagnetic device for alternative current that transfers energy from one voltage to another via the process of electromagnetic induction | Yes
UT | Energy & Utilities | PO | Power | UPSY | Uninterruptible Power Supply | PO-UPSY | No, with parent |  | Product | Non Linear | An uninterruptible power supply unit that uses batteries to provide backup power in the case of a surge or outage. | No
UT | Energy & Utilities | UL | Utility | ELEC | Electricity | UL-ELEC | Yes | Infrastructure | System | Non Linear | Infrastructure and equipment used for the purpose of generating, transmitting, and distributing electrical power to end-users. | No
UT | Energy & Utilities | UL | Utility | GASU | Gas | UL-GASU | Yes | Infrastructure | System | Non Linear | Infrastructure and equipment used for the purpose of storing, transporting, and distributing natural gas or other gaseous fuels. | No
UT | Energy & Utilities | UL | Utility | SWER | Sewer | UL-SWER | Yes | Infrastructure | System | Non Linear | Infrastructure and equipment used for the purpose of collecting, transporting, and treating wastewater. | No
UT | Energy & Utilities | UL | Utility | TLEC | Telecommunication | UL-TLEC | Yes | Infrastructure | System | Non Linear | Infrastructure and equipment used for the purpose of transmitting and receiving voice, data, and other forms of electronic communication. | No
UT | Energy & Utilities | UL | Utility | WETR | Water | UL-WETR | Yes | Infrastructure | System | Non Linear | Infrastructure and equipment used for the purpose of collecting, treating, and distributing potable water to end-users. | No
UT | Energy & Utilities | WC | Water Control | SEWR | Sewerage System | WC-SEWR | Yes, each system | Buildings | System | Non Linear | System of pipes, usually underground, for carrying waste water and human waste away from houses and other buildings, to a place where it can be safely disposed. | No
UT | Energy & Utilities | WC | Water Control | WATR | Water Supply System | WC-WATR | Yes, each system | Buildings | System | Non Linear | A system of engineered hydrologic and hydraulic components that provide and distribute water. | Yes
UT | Energy & Utilities | WC | Water Control | WATT | Water Treatment System and Discharge Areas | WC-WATT | Yes, each system | Buildings | Space | Non Linear | A system designed to provide treatment of water to a required specification for safe usage. | No
UT | Energy & Utilities | WC | Water Control | WTSS | Water Storage System | WC-WTSS | Yes, each system | Buildings | System | Non Linear | Infrastructure and equipment used for the purpose of storing and managing water resources, such as dams, reservoirs, and tanks. | No
UT | Energy & Utilities | WC | Water Control | HWRT | Hot Water Unit | WC-HWRT | No, with parent |  | Product | Non Linear | A system or appliance that heats and stores water for domestic or commercial use. | No
UT | Energy & Utilities | WC | Water Control | IRRI | Irrigation System | WC-IRRI | Yes, each system | Buildings | System | Non Linear | A network of pipes, sprinklers, and other components used to distribute water for the purpose of irrigating land or gardens. | No
UT | Energy & Utilities | WC | Water Control | DRAN | Stormwater Drainage System | WC-DRAN | Yes, each system | Buildings | System | Linear | An system of watercourses or drains for carrying off excess water using gravity. | Yes

## Asset Type of
TS 01501:3.01
Asset Classification System and Data Dictionary
Effective date: 02 December 2025
9. Asset type of
Class Description | TOC | Type of Description | Type Of Code | Type Of Description | TOC + Type Of Code
Air Conditioning System | AC-ACON | Type of Air Conditioning System | ACLZ | Air Conditioning System Component | AC-ACON-ACLZ
Air Conditioning System | AC-ACON | Type of Air Conditioning System | IACS | Indoor Air Conditioning System | AC-ACON-IACS
Air Conditioning System | AC-ACON | Type of Air Conditioning System | OACS | Outdoor Air Conditioning System | AC-ACON-OACS
Chiller | AC-CHIL | Type of Chiller | CCHL | Centrifugal Chiller | AC-CHIL-CCHL
Chiller | AC-CHIL | Type of Chiller | ACHL | Air Cooled Chiller | AC-CHIL-ACHL
Chiller | AC-CHIL | Type of Chiller | WCHL | Water Cooled Chiller | AC-CHIL-WCHL
Damper | AC-DAMP | Type of Damper | MDFI | Motorised Damper - Fire | AC-DAMP-MDFI
Damper | AC-DAMP | Type of Damper | MDVC | Motorised Damper - Volume Control | AC-DAMP-MDVC
Damper | AC-DAMP | Type of Damper | NMDF | Non-Motorised Damper - Fire | AC-DAMP-NMDF
Damper | AC-DAMP | Type of Damper | NMDV | Non-Motorised Damper - Volume Control | AC-DAMP-NMDV
Ductwork | AC-DUCT | Type of Ductwork | DWFP | Fire Protected Air Duct | AC-DUCT-DWFP
Ductwork | AC-DUCT | Type of Ductwork | DWNP | Fire Unprotected Air Duct | AC-DUCT-DWNP
HVAC System Components | AC-HVSC | Type of HVAC System Components | AVNT | Air Vent | AC-HVSC-AVNT
HVAC System Components | AC-HVSC | Type of HVAC System Components | JFAN | Jet Fan | AC-HVSC-JFAN
Ventilation System | AC-VENT | Type of Ventilation System | VSLZ | Ventilation System Component | AC-VENT-VSLZ
Audio Communications System | AU-AUCS | Type of Audio Communications System | GBWS | Ground Based Warning System | AU-AUCS-GBWS
Audio Communications System | AU-AUCS | Type of Audio Communications System | METS | Motorist Emergency Telephone System | AU-AUCS-METS
Audio Communications System | AU-AUCS | Type of Audio Communications System | PADS | Public Address System | AU-AUCS-PADS
Audio Equipment | AU-AUEQ | Type of Audio Equipment | AICT | Audio Interface Controller | AU-AUEQ-AICT
Audio Equipment | AU-AUEQ | Type of Audio Equipment | AMPF | Audio Amplifier | AU-AUEQ-AMPF
Audio Equipment | AU-AUEQ | Type of Audio Equipment | AUDB | Audio Bridge | AU-AUEQ-AUDB
Audio Equipment | AU-AUEQ | Type of Audio Equipment | AUDC | Audio Console | AU-AUEQ-AUDC
Audio Equipment | AU-AUEQ | Type of Audio Equipment | AUDI | Audio Interface Equipment | AU-AUEQ-AUDI
Audio Equipment | AU-AUEQ | Type of Audio Equipment | DSPR | Digital Signal Processor | AU-AUEQ-DSPR
Audio Equipment | AU-AUEQ | Type of Audio Equipment | HILP | Hearing Induction Loop | AU-AUEQ-HILP
Audio Equipment | AU-AUEQ | Type of Audio Equipment | MECV | Audio Media Converter | AU-AUEQ-MECV
Audio Equipment | AU-AUEQ | Type of Audio Equipment | MEGW | Media Gateway | AU-AUEQ-MEGW
Audio Equipment | AU-AUEQ | Type of Audio Equipment | MICR | Microphone | AU-AUEQ-MICR
Audio Equipment | AU-AUEQ | Type of Audio Equipment | MPLY | Media Player | AU-AUEQ-MPLY
Audio Equipment | AU-AUEQ | Type of Audio Equipment | WINT | Window Intercom | AU-AUEQ-WINT
Audio Equipment | AU-AUEQ | Type of Audio Equipment | WIVR | Voice Recorder | AU-AUEQ-WIVR
Speaker System | AU-SPSY | Type of Speaker System | FRSS | Fire Rated Speaker | AU-SPSY-FRSS
Speaker System | AU-SPSY | Type of Speaker System | NFSS | Audio/Visual Speaker | AU-SPSY-NFSS
Fence | BA-FENC | Type of Fence | COBO | Corridor Boundary | BA-FENC-COBO
Fence | BA-FENC | Type of Fence | FAPE | Facility Perimeter | BA-FENC-FAPE
Fence | BA-FENC | Type of Fence | FCSC | Facility Security | BA-FENC-FCSC
Fence | BA-FENC | Type of Fence | PEFE | Pedestrian Fence | BA-FENC-PEFE
Fence | BA-FENC | Type of Fence | STST | Station/Stop | BA-FENC-STST
Gate | BA-GATE | Type of Gate | CBGA | Corridor Boundary - Gate | BA-GATE-CBGA
Gate | BA-GATE | Type of Gate | FPAU | Facility Perimeter-Automatic | BA-GATE-FPAU
Gate | BA-GATE | Type of Gate | FPBO | Facility Perimeter-Boom | BA-GATE-FPBO
Gate | BA-GATE | Type of Gate | FPMA | Facility Perimeter-Manual | BA-GATE-FPMA
Gate | BA-GATE | Type of Gate | FSGA | Facility Security - Gate | BA-GATE-FSGA
Gate | BA-GATE | Type of Gate | ITSG | ITS Gate | BA-GATE-ITSG
Safety Barrier | BA-SFBR | Type of Safety Barrier | BOLA | Bollard | BA-SFBR-BOLA
Safety Barrier | BA-SFBR | Type of Safety Barrier | CSTP | Cattle Stop/Grid | BA-SFBR-CSTP
Safety Barrier | BA-SFBR | Type of Safety Barrier | EXPA | Expandable Barrier | BA-SFBR-EXPA
Safety Barrier | BA-SFBR | Type of Safety Barrier | MSBA | Mobile Safety Barrier | BA-SFBR-MSBA
Safety Barrier | BA-SFBR | Type of Safety Barrier | SISC | Sight Screen | BA-SFBR-SISC
Safety Barrier | BA-SFBR | Type of Safety Barrier | WLBR | Wildlife Barrier | BA-SFBR-WLBR
Safety Barrier | BA-SFBR | Type of Safety Barrier | VEBA | Vehicle Barrier | BA-SFBR-VEBA
Safety Barrier | BA-SFBR | Type of Safety Barrier | MBPB | Moveable Physical Barrier | BA-SFBR-MBPB
Safety Barrier | BA-SFBR | Type of Safety Barrier | PEBA | Pedestrian Barrier | BA-SFBR-PEBA
Safety Barrier | BA-SFBR | Type of Safety Barrier | ATBA | Anti-throw Barrier | BA-SFBR-ATBA
Door | BF-DOOR | Type of Door | DOHB | Hinged Bi-Fold | BF-DOOR-DOHB
Door | BF-DOOR | Type of Door | DOHS | Hinged Single | BF-DOOR-DOHS
Door | BF-DOOR | Type of Door | DOPS | Panel Section | BF-DOOR-DOPS
Door | BF-DOOR | Type of Door | DORO | Roller | BF-DOOR-DORO
Door | BF-DOOR | Type of Door | DOEN | Egress-Non Fire Rated | BF-DOOR-DOEN
Door | BF-DOOR | Type of Door | DRAU | Automatic | BF-DOOR-DRAU
Door | BF-DOOR | Type of Door | FIDR | Fire Door | BF-DOOR-FIDR
Door | BF-DOOR | Type of Door | DOSL | Sliding | BF-DOOR-DOSL
Door | BF-DOOR | Type of Door | DOTR | Tilt-Up Retractable | BF-DOOR-DOTR
Furnishing & Fitting Equipment | BF-FFEQ | Type of Furnishing & Fitting Equipment | APPL | Appliances | BF-FFEQ-APPL
Furnishing & Fitting Equipment | BF-FFEQ | Type of Furnishing & Fitting Equipment | DECI | Decorative Item | BF-FFEQ-DECI
Furnishing & Fitting Equipment | BF-FFEQ | Type of Furnishing & Fitting Equipment | FIXT | Fixture | BF-FFEQ-FIXT
Furnishing & Fitting Equipment | BF-FFEQ | Type of Furnishing & Fitting Equipment | SEAT | Seating | BF-FFEQ-SEAT
Furnishing & Fitting Equipment | BF-FFEQ | Type of Furnishing & Fitting Equipment | FNSH | Furnishing | BF-FFEQ-FNSH
Furnishing & Fitting Equipment | BF-FFEQ | Type of Furnishing & Fitting Equipment | SNCB | Sanitary Cubicle | BF-FFEQ-SNCB
Furnishing & Fitting Equipment | BF-FFEQ | Type of Furnishing & Fitting Equipment | WBSN | Washbasin | BF-FFEQ-WBSN
Furnishing & Fitting Equipment | BF-FFEQ | Type of Furnishing & Fitting Equipment | PFIX | Plumbing Fixture | BF-FFEQ-PFIX
Platform Door | BF-PLTD | Type of Platform Door | PDED | Edge Door | BF-PLTD-PDED
Platform Door | BF-PLTD | Type of Platform Door | PDFS | Full Screen Door | BF-PLTD-PDFS
Roof Feature | BF-RFET | Type of Roof Feature | EAVE | Eaves | BF-RFET-EAVE
Roof Feature | BF-RFET | Type of Roof Feature | FASC | Fascia | BF-RFET-FASC
Roof Feature | BF-RFET | Type of Roof Feature | SOFF | Soffits | BF-RFET-SOFF
Storage Tank | BF-STNK | Type of Storage Tank | HTNK | Holding Tank | BF-STNK-HTNK
Storage Tank | BF-STNK | Type of Storage Tank | RTNK | Rainwater Tank | BF-STNK-RTNK
Storage Tank | BF-STNK | Type of Storage Tank | WTNK | Water Tank | BF-STNK-WTNK
Storage Tank | BF-STNK | Type of Storage Tank | FFTK | Fire Foam Tank | BF-STNK-FFTK
Storage Tank | BF-STNK | Type of Storage Tank | FLTK | Fuel Tank | BF-STNK-FLTK
Storage Tank | BF-STNK | Type of Storage Tank | FWTK | Fire Water Tank | BF-STNK-FWTK
Storage Tank | BF-STNK | Type of Storage Tank | GCYL | Gas Cylinder | BF-STNK-GCYL
Building | BL-BUIL | Type of Building | BLIT | Lighthouse Building | BL-BUIL-BLIT
Building | BL-BUIL | Type of Building | AIDE | Airspace Development | BL-BUIL-AIDE
Building | BL-BUIL | Type of Building | BDAM | Amenity | BL-BUIL-BDAM
Building | BL-BUIL | Type of Building | BDOP | Operation | BL-BUIL-BDOP
Building | BL-BUIL | Type of Building | BDPS | Pump Station | BL-BUIL-BDPS
Building | BL-BUIL | Type of Building | BDPT | Bus Fleet Depot | BL-BUIL-BDPT
Building | BL-BUIL | Type of Building | BDRC | Retail Complex | BL-BUIL-BDRC
Building | BL-BUIL | Type of Building | BDSB | Signal Box | BL-BUIL-BDSB
Building | BL-BUIL | Type of Building | BDSD | Storage Shed | BL-BUIL-BDSD
Building | BL-BUIL | Type of Building | BDSS | Substation | BL-BUIL-BDSS
Building | BL-BUIL | Type of Building | BDSV | Service | BL-BUIL-BDSV
Building | BL-BUIL | Type of Building | BDTR | Training | BL-BUIL-BDTR
Building | BL-BUIL | Type of Building | BDTU | Tunnel Service | BL-BUIL-BDTU
Building | BL-BUIL | Type of Building | BDWF | Washing Facility | BL-BUIL-BDWF
Building | BL-BUIL | Type of Building | BDWO | Workshop | BL-BUIL-BDWO
Building | BL-BUIL | Type of Building | BKES | Bicycle Shed | BL-BUIL-BKES
Building | BL-BUIL | Type of Building | BSRV | Building Services Facility | BL-BUIL-BSRV
Building | BL-BUIL | Type of Building | BSTN | Base Station | BL-BUIL-BSTN
Building | BL-BUIL | Type of Building | BUST | Station Building | BL-BUIL-BUST
Building | BL-BUIL | Type of Building | CLOC | Communications System Facility | BL-BUIL-CLOC
Building | BL-BUIL | Type of Building | COMF | Commercial Property Facility | BL-BUIL-COMF
Building | BL-BUIL | Type of Building | DCTR | Data Centre | BL-BUIL-DCTR
Building | BL-BUIL | Type of Building | DRFA | Drivers Facility | BL-BUIL-DRFA
Building | BL-BUIL | Type of Building | DSUB | HV Electrical-Distribution Substation | BL-BUIL-DSUB
Building | BL-BUIL | Type of Building | ENLO | Enviro Loo | BL-BUIL-ENLO
Building | BL-BUIL | Type of Building | FABR | Fabrication Centre | BL-BUIL-FABR
Building | BL-BUIL | Type of Building | FACL | Facility | BL-BUIL-FACL
Building | BL-BUIL | Type of Building | HDPT | Heavy Rail Fleet Depot | BL-BUIL-HDPT
Building | BL-BUIL | Type of Building | HVSS | Heavy Vehicle Safety Station | BL-BUIL-HVSS
Building | BL-BUIL | Type of Building | IDPT | Infrastructure Depot | BL-BUIL-IDPT
Building | BL-BUIL | Type of Building | ILOC | Incident Response Facility | BL-BUIL-ILOC
Building | BL-BUIL | Type of Building | LABR | Laboratory | BL-BUIL-LABR
Building | BL-BUIL | Type of Building | LDPT | Light Rail Fleet Depot | BL-BUIL-LDPT
Building | BL-BUIL | Type of Building | LVSU | Electrical-Backup LV Supply Facility | BL-BUIL-LVSU
Building | BL-BUIL | Type of Building | MLOC | Condition Monitoring System Facility | BL-BUIL-MLOC
Building | BL-BUIL | Type of Building | NCMF | Non-Commercial Property Facility | BL-BUIL-NCMF
Building | BL-BUIL | Type of Building | OFFC | Office Complex | BL-BUIL-OFFC
Building | BL-BUIL | Type of Building | POPE | Building-Portable | BL-BUIL-POPE
Building | BL-BUIL | Type of Building | RABU | Rest Area Building | BL-BUIL-RABU
Building | BL-BUIL | Type of Building | RESC | Residential Complex | BL-BUIL-RESC
Building | BL-BUIL | Type of Building | RYFA | Rail Yard Facility | BL-BUIL-RYFA
Building | BL-BUIL | Type of Building | SLOC | Rail Signal & Control System Facility | BL-BUIL-SLOC
Building | BL-BUIL | Type of Building | SSUB | HV Electrical - Non-Traction Substation | BL-BUIL-SSUB
Building | BL-BUIL | Type of Building | SYRD | Shipyard Facility | BL-BUIL-SYRD
Building | BL-BUIL | Type of Building | TLOC | Road Traffic & Control System Facility | BL-BUIL-TLOC
Building | BL-BUIL | Type of Building | TRNG | Training Centre | BL-BUIL-TRNG
Building | BL-BUIL | Type of Building | TSHT | HV Electrical-Traction Section Hut | BL-BUIL-TSHT
Building | BL-BUIL | Type of Building | TSRV | Tunnel Services Facility | BL-BUIL-TSRV
Building | BL-BUIL | Type of Building | TSUB | HV Electrical-Traction Substation | BL-BUIL-TSUB
Building | BL-BUIL | Type of Building | WHSE | Warehouse | BL-BUIL-WHSE
Building | BL-BUIL | Type of Building | WPNT | Water Treatment Plant | BL-BUIL-WPNT
Canopy | BL-CNPY | Type of Canopy | LFCN | Lift Tower Canopy | BL-CNPY-LFCN
Facades | BL-FCDS | Type of Facades | CLDG | Cladding | BL-FCDS-CLDG
Facades | BL-FCDS | Type of Facades | CRTW | Curtain Walls | BL-FCDS-CRTW
Facades | BL-FCDS | Type of Facades | ETIN | External Thermal Insulation | BL-FCDS-ETIN
Facades | BL-FCDS | Type of Facades | PFAB | Prefabricated | BL-FCDS-PFAB
Facades | BL-FCDS | Type of Facades | PNLD | Panelled | BL-FCDS-PNLD
Facades | BL-FCDS | Type of Facades | TRAD | Traditional | BL-FCDS-TRAD
Interior Space | BL-INSP | Type of Interior Space | CSRM | Cold Storage Room | BL-INSP-CSRM
Interior Space | BL-INSP | Type of Interior Space | CCRO | CCTV Room | BL-INSP-CCRO
Interior Space | BL-INSP | Type of Interior Space | OTRO | Operations Technology Room | BL-INSP-OTRO
Interior Space | BL-INSP | Type of Interior Space | PABO | Paint Booth | BL-INSP-PABO
Interior Space | BL-INSP | Type of Interior Space | SSER | Shared Service Equipment Room | BL-INSP-SSER
Interior Space | BL-INSP | Type of Interior Space | SUIT | Suite | BL-INSP-SUIT
Interior Space | BL-INSP | Type of Interior Space | SURO | Substation Room | BL-INSP-SURO
Interior Space | BL-INSP | Type of Interior Space | SWRO | Switch Room | BL-INSP-SWRO
Interior Space | BL-INSP | Type of Interior Space | TCRO | Train Crew Room | BL-INSP-TCRO
Roof | BL-ROOF | Type of Roof | BFLY | Butterfly | BL-ROOF-BFLY
Roof | BL-ROOF | Type of Roof | COMB | Combination | BL-ROOF-COMB
Roof | BL-ROOF | Type of Roof | FLAT | Flat | BL-ROOF-FLAT
Roof | BL-ROOF | Type of Roof | GAMB | Gambrel | BL-ROOF-GAMB
Roof | BL-ROOF | Type of Roof | GLBE | Gable | BL-ROOF-GLBE
Roof | BL-ROOF | Type of Roof | RHIP | Hip | BL-ROOF-RHIP
Roof | BL-ROOF | Type of Roof | SKIL | Skillion | BL-ROOF-SKIL
Walkway | BL-WALK | Type of Walkway | EGEM | Egress Walkway | BL-WALK-EGEM
Walkway | BL-WALK | Type of Walkway | GENE | General Walkway | BL-WALK-GENE
Walkway | BL-WALK | Type of Walkway | PROM | Promenade | BL-WALK-PROM
Bridge Abutment | BR-BRAB | Type of Bridge Abutment | AABT | Anchored Abutment | BR-BRAB-AABT
Bridge Abutment | BR-BRAB | Type of Bridge Abutment | CFBT | Counterfort Wall Abutment | BR-BRAB-CFBT
Bridge Abutment | BR-BRAB | Type of Bridge Abutment | CRWL | Cantilever Retaining Wall | BR-BRAB-CRWL
Bridge Abutment | BR-BRAB | Type of Bridge Abutment | GRBT | Gravity Abutment | BR-BRAB-GRBT
Bridge Abutment | BR-BRAB | Type of Bridge Abutment | PBBT | Pile Bent Abutment | BR-BRAB-PBBT
Bridge Abutment | BR-BRAB | Type of Bridge Abutment | PRBT | Propped Abutment | BR-BRAB-PRBT
Bridge Abutment | BR-BRAB | Type of Bridge Abutment | STBT | Spill Through Abutment | BR-BRAB-STBT
Bridge Abutment | BR-BRAB | Type of Bridge Abutment | TBBT | Tie-Back Abutment | BR-BRAB-TBBT
Bridge Abutment | BR-BRAB | Type of Bridge Abutment | UABT | U-Abutment | BR-BRAB-UABT
Bridge Bearing | BR-BRBE | Type of Bridge Bearing | ELBP | Elastomeric Bearing | BR-BRBE-ELBP
Bridge Bearing | BR-BRBE | Type of Bridge Bearing | PTBR | Pot Bearing | BR-BRBE-PTBR
Bridge Bearing | BR-BRBE | Type of Bridge Bearing | SPBR | Spherical Bearing | BR-BRBE-SPBR
Bridge Bearing | BR-BRBE | Type of Bridge Bearing | ROBR | Roller Bearing | BR-BRBE-ROBR
Bridge Bearing | BR-BRBE | Type of Bridge Bearing | RCBR | Rocker Bearing | BR-BRBE-RCBR
Bridge Bearing | BR-BRBE | Type of Bridge Bearing | SLBR | Sliding Bearing | BR-BRBE-SLBR
Bridge Bearing | BR-BRBE | Type of Bridge Bearing | SEBR | Seismic Bearing | BR-BRBE-SEBR
Bridge Deck | BR-BRDE | Type of Bridge Deck | BEAM | Beam | BR-BRDE-BEAM
Bridge Deck | BR-BRDE | Type of Bridge Deck | CELR | Cellular | BR-BRDE-CELR
Bridge Deck | BR-BRDE | Type of Bridge Deck | ORTD | Orthotropic Deck | BR-BRDE-ORTD
Bridge Deck | BR-BRDE | Type of Bridge Deck | SLAB | Slab | BR-BRDE-SLAB
Bridge | BR-BRDG | Type of Bridge | ARBG | Arch Bridge | BR-BRDG-ARBG
Bridge | BR-BRDG | Type of Bridge | BEBG | Beam Bridge | BR-BRDG-BEBG
Bridge | BR-BRDG | Type of Bridge | CABG | Cantilever Bridge | BR-BRDG-CABG
Bridge | BR-BRDG | Type of Bridge | CSBG | Cable-Stayed Bridge | BR-BRDG-CSBG
Bridge | BR-BRDG | Type of Bridge | MCUL | Major Culvert | BR-BRDG-MCUL
Bridge | BR-BRDG | Type of Bridge | SSBG | Suspension Bridge | BR-BRDG-SSBG
Bridge | BR-BRDG | Type of Bridge | TRBG | Truss Bridge | BR-BRDG-TRBG
Bridge Foundation | BR-BRFD | Type of Bridge Foundation | DEEP | Deep | BR-BRFD-DEEP
Bridge Foundation | BR-BRFD | Type of Bridge Foundation | SHWL | Shallow | BR-BRFD-SHWL
Bridge Joint | BR-BRJT | Type of Bridge Joint | ASSM | Assembly Joint | BR-BRJT-ASSM
Bridge Joint | BR-BRJT | Type of Bridge Joint | COMP | Compression Joint | BR-BRJT-COMP
Bridge Joint | BR-BRJT | Type of Bridge Joint | POUR | Pourable Joint | BR-BRJT-POUR
Bridge Joint | BR-BRJT | Type of Bridge Joint | OPJT | Open Joint | BR-BRJT-OPJT
Bridge Joint | BR-BRJT | Type of Bridge Joint | SSJT | Strip Seal Joint | BR-BRJT-SSJT
Bridge Joint | BR-BRJT | Type of Bridge Joint | MDJT | Modular Joint | BR-BRJT-MDJT
Bridge Joint | BR-BRJT | Type of Bridge Joint | PLJT | Plate Joint | BR-BRJT-PLJT
Bridge Pier | BR-BRPE | Type of Bridge Pier | CANT | Cantilevered | BR-BRPE-CANT
Bridge Pier | BR-BRPE | Type of Bridge Pier | FREE | Free | BR-BRPE-FREE
Bridge Pier | BR-BRPE | Type of Bridge Pier | FXED | Fixed | BR-BRPE-FXED
Bridge Pier | BR-BRPE | Type of Bridge Pier | MSNR | Masonry | BR-BRPE-MSNR
Bridge Pier | BR-BRPE | Type of Bridge Pier | OPEN | Open | BR-BRPE-OPEN
Bridge Pier | BR-BRPE | Type of Bridge Pier | SLID | Solid | BR-BRPE-SLID
Bridge Pier | BR-BRPE | Type of Bridge Pier | VSHA | V Shaped | BR-BRPE-VSHA
Bridge Span | BR-BRSP | Type of Bridge Span | BRAC | Brace Span | BR-BRSP-BRAC
Bridge Span | BR-BRSP | Type of Bridge Span | CLVR | Culvert Span | BR-BRSP-CLVR
Bridge Span | BR-BRSP | Type of Bridge Span | DIAP | Diaphragm Span | BR-BRSP-DIAP
Bridge Span | BR-BRSP | Type of Bridge Span | GIRD | Girder Span | BR-BRSP-GIRD
Bridge Span | BR-BRSP | Type of Bridge Span | SARC | Arch Span | BR-BRSP-SARC
Bridge Span | BR-BRSP | Type of Bridge Span | SBEA | Beam Span | BR-BRSP-SBEA
Bridge Span | BR-BRSP | Type of Bridge Span | SSLA | Slab Span | BR-BRSP-SSLA
Bridge Span | BR-BRSP | Type of Bridge Span | TRSS | Truss Span | BR-BRSP-TRSS
Bridge Span | BR-BRSP | Type of Bridge Span | SPNS | Suspension Span | BR-BRSP-SPNS
Bridge Span | BR-BRSP | Type of Bridge Span | CBSY | Cable-Stayed Span | BR-BRSP-CBSY
Bridge Span | BR-BRSP | Type of Bridge Span | STRI | Stringer Span | BR-BRSP-STRI
Bridge Span Component | BR-SPCM | Type of Bridge Span Component | DIAG | Diagonal | BR-SPCM-DIAG
Bridge Span Component | BR-SPCM | Type of Bridge Span Component | VRTC | Vertical | BR-SPCM-VRTC
Bridge Span Component | BR-SPCM | Type of Bridge Span Component | CTLV | Cantilever | BR-SPCM-CTLV
Bridge Span Component | BR-SPCM | Type of Bridge Span Component | POFR | Portal Frame | BR-SPCM-POFR
Bridge Span Component | BR-SPCM | Type of Bridge Span Component | TRPL | Troughing Plate | BR-SPCM-TRPL
Bridge Span Component | BR-SPCM | Type of Bridge Span Component | CHRD | Chord | BR-SPCM-CHRD
Bridge Span Component | BR-SPCM | Type of Bridge Span Component | PAPT | Panel Point | BR-SPCM-PAPT
Bridge Span Component | BR-SPCM | Type of Bridge Span Component | MOTR | Monorail Truss | BR-SPCM-MOTR
Bridge Span Component | BR-SPCM | Type of Bridge Span Component | SBAY | Span Bay | BR-SPCM-SBAY
Bridge Span Component | BR-SPCM | Type of Bridge Span Component | JARH | Jack Arches | BR-SPCM-JARH
Bridge Span Component | BR-SPCM | Type of Bridge Span Component | WDBR | Wind Brace | BR-SPCM-WDBR
Bridge Span Component | BR-SPCM | Type of Bridge Span Component | CSGD | Cross Girder | BR-SPCM-CSGD
Bridge Span Component | BR-SPCM | Type of Bridge Span Component | SRNG | Stringer | BR-SPCM-SRNG
Bridge Span Component | BR-SPCM | Type of Bridge Span Component | LATR | Lateral | BR-SPCM-LATR
Bridge Span Component | BR-SPCM | Type of Bridge Span Component | HNGR | Hanger | BR-SPCM-HNGR
Bridge Span Component | BR-SPCM | Type of Bridge Span Component | CRFR | Cross Frame | BR-SPCM-CRFR
Bridge Span Component | BR-SPCM | Type of Bridge Span Component | TPCH | Top Chord | BR-SPCM-TPCH
Bridge Span Component | BR-SPCM | Type of Bridge Span Component | INPA | Inner Panel | BR-SPCM-INPA
Bridge Span Component | BR-SPCM | Type of Bridge Span Component | OUPA | Outer Panel | BR-SPCM-OUPA
Bridge Span Component | BR-SPCM | Type of Bridge Span Component | PRLT | Perpendicular Lateral | BR-SPCM-PRLT
Bridge Span Component | BR-SPCM | Type of Bridge Span Component | BTCH | Bottom Chord | BR-SPCM-BTCH
Bridge Span Component | BR-SPCM | Type of Bridge Span Component | ADIA | Arch Diagonal | BR-SPCM-ADIA
Bridge Span Component | BR-SPCM | Type of Bridge Span Component | KPST | King Post | BR-SPCM-KPST
Bridge Span Component | BR-SPCM | Type of Bridge Span Component | CBLE | Span Cable | BR-SPCM-CBLE
Bus | BU-BUSV | Type of Bus | ABUS | Articulated Bus | BU-BUSV-ABUS
Bus | BU-BUSV | Type of Bus | CBUS | Two Door City Bus | BU-BUSV-CBUS
Bus | BU-BUSV | Type of Bus | DBUS | Double Deck Bus | BU-BUSV-DBUS
Bus | BU-BUSV | Type of Bus | LBUS | Long Rigid CAB | BU-BUSV-LBUS
Bus | BU-BUSV | Type of Bus | SBUS | School Bus | BU-BUSV-SBUS
Bus | BU-BUSV | Type of Bus | UBUS | One Door Urban Bus | BU-BUSV-UBUS
Compressor | CA-CMPR | Type of Compressor | HCMP | High Pressure Compressor | CA-CMPR-HCMP
Compressor | CA-CMPR | Type of Compressor | PCMP | Pneumatic Compressor | CA-CMPR-PCMP
Compressor | CA-CMPR | Type of Compressor | RCMP | Reciprocating Compressor | CA-CMPR-RCMP
Compressor | CA-CMPR | Type of Compressor | SCMP | Screw Compressor | CA-CMPR-SCMP
Data Asset | DA-IDAT | Type of Data Asset | SOUC | Source | DA-IDAT-SOUC
Data Asset | DA-IDAT | Type of Data Asset | DRVD | Derived | DA-IDAT-DRVD
Data Asset | DA-IDAT | Type of Data Asset | BIMM | BIM | DA-IDAT-BIMM
Model | DA-IMOD | Type of Model | FORE | Forecasting | DA-IMOD-FORE
Model | DA-IMOD | Type of Model | PNTY | Propensity | DA-IMOD-PNTY
Model | DA-IMOD | Type of Model | ALGO | Algorithm | DA-IMOD-ALGO
Model | DA-IMOD | Type of Model | TMDL | Transport Model | DA-IMOD-TMDL
Data Product | DA-PROD | Type of Data Product | APFE | Application Front End | DA-PROD-APFE
Data Product | DA-PROD | Type of Data Product | DASH | Dashboard | DA-PROD-DASH
Basin | DG-BSIN | Type of Basin | BBSN | Bioretention Basin | DG-BSIN-BBSN
Basin | DG-BSIN | Type of Basin | DETD | Detention Pond | DG-BSIN-DETD
Basin | DG-BSIN | Type of Basin | RETD | Retention Pond | DG-BSIN-RETD
Basin | DG-BSIN | Type of Basin | SBSN | Sedimentation Basin | DG-BSIN-SBSN
Drainage System | DG-DRNS | Type of Drainage System | ODRN | Open/Surface Drain | DG-DRNS-ODRN
Drainage System | DG-DRNS | Type of Drainage System | SBSD | Subsurface Drain | DG-DRNS-SBSD
Drainage System | DG-DRNS | Type of Drainage System | SLSD | Slotted Surface/Trench Drain | DG-DRNS-SLSD
Drainage System | DG-DRNS | Type of Drainage System | CTDN | Catch Drain | DG-DRNS-CTDN
Drainage System | DG-DRNS | Type of Drainage System | BTDN | Batter Drain | DG-DRNS-BTDN
Drainage System Component | DG-DSCM | Type of Drainage System Component | PWRK | Pipework | DG-DSCM-PWRK
Drainage System Component | DG-DSCM | Type of Drainage System Component | DRNW | Drainage Well | DG-DSCM-DRNW
Drainage System Component | DG-DSCM | Type of Drainage System Component | FLMD | Filtration Media | DG-DSCM-FLMD
Drainage System Component | DG-DSCM | Type of Drainage System Component | STRN | Strainer | DG-DSCM-STRN
Drainage System Component | DG-DSCM | Type of Drainage System Component | SCUP | Scupper | DG-DSCM-SCUP
Passenger Ferry | FE-FERY | Type of Passenger Ferry | EMGE | Emerald Gen 1 | FE-FERY-EMGE
Passenger Ferry | FE-FERY | Type of Passenger Ferry | EMGN | Emerald Gen 2 | FE-FERY-EMGN
Passenger Ferry | FE-FERY | Type of Passenger Ferry | FIFL | First Fleet | FE-FERY-FIFL
Passenger Ferry | FE-FERY | Type of Passenger Ferry | FRES | Freshwater | FE-FERY-FRES
Passenger Ferry | FE-FERY | Type of Passenger Ferry | HARB | Harbour cat | FE-FERY-HARB
Passenger Ferry | FE-FERY | Type of Passenger Ferry | HECL | Heritage Class | FE-FERY-HECL
Passenger Ferry | FE-FERY | Type of Passenger Ferry | MINI | Minicat | FE-FERY-MINI
Passenger Ferry | FE-FERY | Type of Passenger Ferry | RICL | River Class | FE-FERY-RICL
Passenger Ferry | FE-FERY | Type of Passenger Ferry | RIVE | Rivercat | FE-FERY-RIVE
Passenger Ferry | FE-FERY | Type of Passenger Ferry | SUPE | Supercat | FE-FERY-SUPE
Fuel & Oil System | FO-FOSY | Type of Fuel & Oil System | FOLZ | Fuel and Oil Systems Component, L4 TMC | FO-FOSY-FOLZ
Fuel & Oil System | FO-FOSY | Type of Fuel & Oil System | BOIL | Bulk Oil System | FO-FOSY-BOIL
Fuel & Oil System | FO-FOSY | Type of Fuel & Oil System | COOL | Coolant System | FO-FOSY-COOL
Fuel & Oil System | FO-FOSY | Type of Fuel & Oil System | FUEL | Fuel System | FO-FOSY-FUEL
Fuel & Oil System | FO-FOSY | Type of Fuel & Oil System | WOIL | Waste Oil System | FO-FOSY-WOIL
Conveyor | FP-CVYR | Type of Conveyor | CLDR | Coal Loader | FP-CVYR-CLDR
Conveyor | FP-CVYR | Type of Conveyor | CULD | Coal Unloader | FP-CVYR-CULD
Pump | FP-PUMP | Type of Pump | FPMP | Fire Pump | FP-PUMP-FPMP
Valve | FP-VALV | Type of Valve | VALG | Gate Valve | FP-VALV-VALG
Valve | FP-VALV | Type of Valve | VISO | Isolation Valve | FP-VALV-VISO
Valve | FP-VALV | Type of Valve | VRPZ | Backflow Prevention Valve | FP-VALV-VRPZ
Valve | FP-VALV | Type of Valve | VPNL | Valve Panel | FP-VALV-VPNL
Valve | FP-VALV | Type of Valve | VPRV | Pressure Reducing Valve | FP-VALV-VPRV
Fire Extinguisher | FR-FEXT | Type of Fire Extinguisher | DRYP | Dry Powder | FR-FEXT-DRYP
Fire Extinguisher | FR-FEXT | Type of Fire Extinguisher | FECO | C02 | FR-FEXT-FECO
Fire Extinguisher | FR-FEXT | Type of Fire Extinguisher | FOAM | Foam | FR-FEXT-FOAM
Fire Extinguisher | FR-FEXT | Type of Fire Extinguisher | WETC | Wet Chemical | FR-FEXT-WETC
Fire Extinguisher | FR-FEXT | Type of Fire Extinguisher | WTRE | Water | FR-FEXT-WTRE
Fire Alarm System | FR-FIAS | Type of Fire Alarm System | EMGW | Fire Emergency Warning System | FR-FIAS-EMGW
Fire Alarm System | FR-FIAS | Type of Fire Alarm System | OCWS | Occupant Warning System | FR-FIAS-OCWS
Fire Safety Component | FR-FSCM | Type of Fire Safety Component | SAGG | Sprinkler Alarm Gong | FR-FSCM-SAGG
Fire Detection System | FR-FIDS | Type of Fire Detection System | ASKD | Aspirating Smoke Detection System | FR-FIDS-ASKD
Fire Detection System | FR-FIDS | Type of Fire Detection System | HDET | Heat Detection System | FR-FIDS-HDET
Fire Detection System | FR-FIDS | Type of Fire Detection System | SDET | Smoke Detection System | FR-FIDS-SDET
Fire Panel | FR-FIPA | Type of Fire Panel | FINP | Fire Indication Panel | FR-FIPA-FINP
Fire Panel | FR-FIPA | Type of Fire Panel | FISP | Fire Indication Sub-Panel | FR-FIPA-FISP
Fire Panel | FR-FIPA | Type of Fire Panel | FRAP | Fire Rated Access Panel | FR-FIPA-FRAP
Fire Panel | FR-FIPA | Type of Fire Panel | GASP | Gas Suppression Panel | FR-FIPA-GASP
Fire Safety Component | FR-FSCM | Type of Fire Safety Component | DLZN | Deluge Zone | FR-FSCM-DLZN
Fire Safety Component | FR-FSCM | Type of Fire Safety Component | BSTR | Booster | FR-FSCM-BSTR
Fire Safety Component | FR-FSCM | Type of Fire Safety Component | HDSP | Hydrant Supply | FR-FSCM-HDSP
Fire Safety Component | FR-FSCM | Type of Fire Safety Component | HREL | Hose Reel | FR-FSCM-HREL
Fire Safety Component | FR-FSCM | Type of Fire Safety Component | SDEC | Smoke Detection Equipment Contoller | FR-FSCM-SDEC
Fire Suppression System | FR-FSUP | Type of Fire Suppression System | FDLG | Deluge System | FR-FSUP-FDLG
Fire Suppression System | FR-FSUP | Type of Fire Suppression System | FHRS | Hose Reel System | FR-FSUP-FHRS
Fire Suppression System | FR-FSUP | Type of Fire Suppression System | FSPR | Sprinkler System | FR-FSUP-FSPR
Fire Suppression System | FR-FSUP | Type of Fire Suppression System | FYWD | Hydrant System | FR-FSUP-FYWD
Fire Suppression System | FR-FSUP | Type of Fire Suppression System | GSUP | Gas Suppression System | FR-FSUP-GSUP
Mechanical Smoke Hazard Management System | FR-MSHM | Type of Mechanical Smoke Hazard Management System | FUME | Fume Extraction | FR-MSHM-FUME
Mechanical Smoke Hazard Management System | FR-MSHM | Type of Mechanical Smoke Hazard Management System | GSVE | General Space Ventilation | FR-MSHM-GSVE
Mechanical Smoke Hazard Management System | FR-MSHM | Type of Mechanical Smoke Hazard Management System | SMEX | Smoke Extraction | FR-MSHM-SMEX
Geotechnical Stabilisation and Reinforcement Components | GE-GSTB | Type of Geotechnical Stabilisation and Reinforcement Components | GSAC | Ground Anchor | GE-GSTB-GSAC
Geotechnical Stabilisation and Reinforcement Components | GE-GSTB | Type of Geotechnical Stabilisation and Reinforcement Components | SSTA | Slope Stabilisation | GE-GSTB-SSTA
Geotechnical Stabilisation and Reinforcement Components | GE-GSTB | Type of Geotechnical Stabilisation and Reinforcement Components | RCBL | Rock Bolt | GE-GSTB-RCBL
Geotechnical Stabilisation and Reinforcement Components | GE-GSTB | Type of Geotechnical Stabilisation and Reinforcement Components | DOWL | Dowel | GE-GSTB-DOWL
Geotechnical Stabilisation and Reinforcement Components | GE-GSTB | Type of Geotechnical Stabilisation and Reinforcement Components | MCPL | Micropiles | GE-GSTB-MCPL
Geotechnical Stabilisation and Reinforcement Components | GE-GSTB | Type of Geotechnical Stabilisation and Reinforcement Components | GBCG | Gabion Cage | GE-GSTB-GBCG
Geotechnical Stabilisation and Reinforcement Components | GE-GSTB | Type of Geotechnical Stabilisation and Reinforcement Components | CWPL | Crib Wall Panel | GE-GSTB-CWPL
Geotechnical Stabilisation and Reinforcement Components | GE-GSTB | Type of Geotechnical Stabilisation and Reinforcement Components | REIS | Reinforcing Strap | GE-GSTB-REIS
Geotechnical Stabilisation and Reinforcement Components | GE-GSTB | Type of Geotechnical Stabilisation and Reinforcement Components | STMS | Steel Mesh | GE-GSTB-STMS
Geotechnical Stabilisation and Reinforcement Components | GE-GSTB | Type of Geotechnical Stabilisation and Reinforcement Components | RKFL | Rock Fill | GE-GSTB-RKFL
Geotechnical Stabilisation and Reinforcement Components | GE-GSTB | Type of Geotechnical Stabilisation and Reinforcement Components | TNMS | Tension Mesh | GE-GSTB-TNMS
Geotechnical Stabilisation and Reinforcement Components | GE-GSTB | Type of Geotechnical Stabilisation and Reinforcement Components | DRMS | Draped Mesh | GE-GSTB-DRMS
Geotechnical Stabilisation and Reinforcement Components | GE-GSTB | Type of Geotechnical Stabilisation and Reinforcement Components | RKFN | Rock Fence | GE-GSTB-RKFN
Geotechnical Stabilisation and Reinforcement Components | GE-GSTB | Type of Geotechnical Stabilisation and Reinforcement Components | CNBR | Concrete Barrier | GE-GSTB-CNBR
Geotechnical Stabilisation and Reinforcement Components | GE-GSTB | Type of Geotechnical Stabilisation and Reinforcement Components | RCDT | Rock Catch Ditch | GE-GSTB-RCDT
Geotechnical Stabilisation and Reinforcement Components | GE-GSTB | Type of Geotechnical Stabilisation and Reinforcement Components | GBBR | Gabion Barrier | GE-GSTB-GBBR
Geotechnical Stabilisation and Reinforcement Components | GE-GSTB | Type of Geotechnical Stabilisation and Reinforcement Components | CTMS | Containment Mesh | GE-GSTB-CTMS
Geotechnical Stabilisation and Reinforcement Components | GE-GSTB | Type of Geotechnical Stabilisation and Reinforcement Components | TNCB | Tensioning Cable | GE-GSTB-TNCB
Geotechnical Stabilisation and Reinforcement Components | GE-GSTB | Type of Geotechnical Stabilisation and Reinforcement Components | SUCB | Support Cable | GE-GSTB-SUCB
Geotechnical Stabilisation and Reinforcement Components | GE-GSTB | Type of Geotechnical Stabilisation and Reinforcement Components | BTCB | Bottom Cable | GE-GSTB-BTCB
Geotechnical Stabilisation and Reinforcement Components | GE-GSTB | Type of Geotechnical Stabilisation and Reinforcement Components | PFBL | Post Fixing Bolt | GE-GSTB-PFBL
Geotechnical Stabilisation and Reinforcement Components | GE-GSTB | Type of Geotechnical Stabilisation and Reinforcement Components | FNMS | Fence Mesh | GE-GSTB-FNMS
Geotechnical Stabilisation and Reinforcement Components | GE-GSTB | Type of Geotechnical Stabilisation and Reinforcement Components | MESH | Mesh | GE-GSTB-MESH
Geotechnical Stabilisation and Reinforcement Components | GE-GSTB | Type of Geotechnical Stabilisation and Reinforcement Components | SLNL | Soil Nail | GE-GSTB-SLNL
Geotechnical Stabilisation and Reinforcement Components | GE-GSTB | Type of Geotechnical Stabilisation and Reinforcement Components | SHCR | Shotcrete | GE-GSTB-SHCR
Geotechnical Stabilisation and Reinforcement Components | GE-GSTB | Type of Geotechnical Stabilisation and Reinforcement Components | GGRF | Geogrid Reinforcement | GE-GSTB-GGRF
Geotechnical Stabilisation and Reinforcement Components | GE-GSTB | Type of Geotechnical Stabilisation and Reinforcement Components | MTTG | Matting | GE-GSTB-MTTG
Geotechnical Stabilisation and Reinforcement Components | GE-GSTB | Type of Geotechnical Stabilisation and Reinforcement Components | MTMH | Mattress mesh | GE-GSTB-MTMH
Geotechnical Stabilisation and Reinforcement Components | GE-GSTB | Type of Geotechnical Stabilisation and Reinforcement Components | PVRF | Paving / Rock Facing | GE-GSTB-PVRF
Geotechnical Stabilisation and Reinforcement Components | GE-GSTB | Type of Geotechnical Stabilisation and Reinforcement Components | RCMT | Rock Mattress | GE-GSTB-RCMT
Geotechnical Stabilisation and Reinforcement Components | GE-GSTB | Type of Geotechnical Stabilisation and Reinforcement Components | SRMT | Steel Reinforced Matting | GE-GSTB-SRMT
Geotechnical Stabilisation and Reinforcement Components | GE-GSTB | Type of Geotechnical Stabilisation and Reinforcement Components | LWFL | Lightweight Fill | GE-GSTB-LWFL
Gantry Structure | GT-GTRY | Type of Gantry Structure | BRGA | Bridge Gantry | GT-GTRY-BRGA
Gantry Structure | GT-GTRY | Type of Gantry Structure | OGST | Overhead Gantry Structure | GT-GTRY-OGST
Gantry Structure | GT-GTRY | Type of Gantry Structure | RGPO | Road Guidepost | GT-GTRY-RGPO
Overhead Wiring Structure | GT-OHWS | Type of Overhead Wiring Structure | OWLZ | Overhead Wiring Structure Component, L4 TMC | GT-OHWS-OWLZ
Overhead Wiring Structure | GT-OHWS | Type of Overhead Wiring Structure | OHMT | Mast | GT-OHWS-OHMT
Overhead Wiring Structure | GT-OHWS | Type of Overhead Wiring Structure | OHWP | Portal | GT-OHWS-OHWP
Overhead Wiring Structure | GT-OHWS | Type of Overhead Wiring Structure | RETR | Retractable | GT-OHWS-RETR
Pole | GT-POLE | Type of Pole | ESEP | Electrical Substation Equipment - Pole | GT-POLE-ESEP
Pole | GT-POLE | Type of Pole | FFLP | Furniture & Fixture - Light | GT-POLE-FFLP
Pole | GT-POLE | Type of Pole | HDPG | HV Distribution - Pole - Guy | GT-POLE-HDPG
Pole | GT-POLE | Type of Pole | HDPM | HV Distribution - Pole - Main | GT-POLE-HDPM
Pole | GT-POLE | Type of Pole | LSPL | LV Power & Lighting System - Pole - Lighting | GT-POLE-LSPL
Pole | GT-POLE | Type of Pole | LVDP | LV Distribution - Pole | GT-POLE-LVDP
Pole | GT-POLE | Type of Pole | TRPG | Overhead & Trackside Traction - Pole - Guy | GT-POLE-TRPG
Pole | GT-POLE | Type of Pole | TRPM | Overhead & Trackside Traction - Pole - Main | GT-POLE-TRPM
Tower Structure | GT-TWER | Type of Tower Structure | TSCO | Communications Tower | GT-TWER-TSCO
Tower Structure | GT-TWER | Type of Tower Structure | TSLT | Lighting Tower | GT-TWER-TSLT
Tower Structure | GT-TWER | Type of Tower Structure | TSTM | Transmission Tower | GT-TWER-TSTM
Tower Structure | GT-TWER | Type of Tower Structure | WTER | Water Tower | GT-TWER-WTER
Tram Car | LG-LCAR | Type of Tram Car | CIIN | Citadis-Intermediate | LG-LCAR-CIIN
Tram Car | LG-LCAR | Type of Tram Car | CIMO | Citadis-Motor | LG-LCAR-CIMO
Tram Car | LG-LCAR | Type of Tram Car | CISU | Citadis-Suspended | LG-LCAR-CISU
Tram Car | LG-LCAR | Type of Tram Car | UESA | Urbos-Saloon | LG-LCAR-UESA
Tram Car | LG-LCAR | Type of Tram Car | URCA | Urbos-Cab | LG-LCAR-URCA
Tram Car | LG-LCAR | Type of Tram Car | URCE | Urbos-Centre | LG-LCAR-URCE
Tram Set | LG-LSET | Type of Tram Set | CSCI | C Set-Citadis | LG-LSET-CSCI
Tram Set | LG-LSET | Type of Tram Set | USUR | U Set-Urbos | LG-LSET-USUR
Access Ramp | LP-ARAM | Type of Access Ramp | SLIP | Slipway | LP-ARAM-SLIP
Access Ramp | LP-ARAM | Type of Access Ramp | ARBR | Boat Ramp | LP-ARAM-ARBR
Access Ramp | LP-ARAM | Type of Access Ramp | ARGA | Gangway | LP-ARAM-ARGA
Access Ramp | LP-ARAM | Type of Access Ramp | ARMO | Movable Access Ramp | LP-ARAM-ARMO
Access Ramp | LP-ARAM | Type of Access Ramp | ARPE | Access Ramp - Pedestrian | LP-ARAM-ARPE
Access Ramp | LP-ARAM | Type of Access Ramp | ARPL | Access Platform | LP-ARAM-ARPL
Access Ramp | LP-ARAM | Type of Access Ramp | ARTU | Access Ramp - Tunnel | LP-ARAM-ARTU
Access Ramp | LP-ARAM | Type of Access Ramp | ARVE | Access Ramp - Vehicular | LP-ARAM-ARVE
Car Park | LP-CPRK | Type of Car Park | CRPA | Car Park-At Grade Commuter | LP-CPRK-CRPA
Car Park | LP-CPRK | Type of Car Park | CRPM | Car Park-Multi Storey Commuter | LP-CPRK-CRPM
Car Park | LP-CPRK | Type of Car Park | CRPS | Car Park-Staff | LP-CPRK-CRPS
Car Park | LP-CPRK | Type of Car Park | UNDE | Underground | LP-CPRK-UNDE
Ecological Infrastructure | LP-ECGL | Type of Ecological Infrastructure | FNST | Fauna Structure | LP-ECGL-FNST
Ecological Infrastructure | LP-ECGL | Type of Ecological Infrastructure | ESST | Escape Structure | LP-ECGL-ESST
Interchange | LP-INTG | Type of Interchange | BSTP | Bus Stop | LP-INTG-BSTP
Interchange | LP-INTG | Type of Interchange | INST | Train Station | LP-INTG-INST
Interchange | LP-INTG | Type of Interchange | LSTP | Light Rail Stop | LP-INTG-LSTP
Interchange | LP-INTG | Type of Interchange | PIER | Ferry Wharf - Pier | LP-INTG-PIER
Interchange | LP-INTG | Type of Interchange | PONT | Ferry Wharf - Pontoon | LP-INTG-PONT
Jetty | LP-JETY | Type of Jetty | FJET | Finger Jetty | LP-JETY-FJET
Jetty | LP-JETY | Type of Jetty | GJET | Groin Jetty | LP-JETY-GJET
Land | LP-LAND | Type of Land | CORR | Corridor | LP-LAND-CORR
Land | LP-LAND | Type of Land | FALA | Facility Land | LP-LAND-FALA
Land | LP-LAND | Type of Land | PARK | Park | LP-LAND-PARK
Land | LP-LAND | Type of Land | CLND | Contaminated Land | LP-LAND-CLND
Land | LP-LAND | Type of Land | RWAY | Rail Right of Way | LP-LAND-RWAY
Land | LP-LAND | Type of Land | VALA | Vacant Land | LP-LAND-VALA
Land | LP-LAND | Type of Land | YARD | Rail Yard | LP-LAND-YARD
Landscaping | LP-LSCP | Type of Landscaping | GAAR | Garden Area | LP-LSCP-GAAR
Landscaping | LP-LSCP | Type of Landscaping | SNBX | Sand Box | LP-LSCP-SNBX
Landscaping | LP-LSCP | Type of Landscaping | TREE | Tree | LP-LSCP-TREE
Public Art & Memorial | LP-PAMO | Type of Public Art & Memorial | MEMO | Memorial | LP-PAMO-MEMO
Public Art & Memorial | LP-PAMO | Type of Public Art & Memorial | SCUL | Sculpture | LP-PAMO-SCUL
Vehicle Stopping Facility | LP-VHSF | Type of Vehicle Stopping Facility | KRBA | Kiss and Ride Bay | LP-VHSF-KRBA
Vehicle Stopping Facility | LP-VHSF | Type of Vehicle Stopping Facility | TARA | Taxi Rank | LP-VHSF-TARA
Vehicle Stopping Facility | LP-VHSF | Type of Vehicle Stopping Facility | VSDB | Decoupling Bay | LP-VHSF-VSDB
Vehicle Stopping Facility | LP-VHSF | Type of Vehicle Stopping Facility | VSHI | Heavy Vehicle Inspection Area | LP-VHSF-VSHI
Vehicle Stopping Facility | LP-VHSF | Type of Vehicle Stopping Facility | VSPA | Parking Area | LP-VHSF-VSPA
Vehicle Stopping Facility | LP-VHSF | Type of Vehicle Stopping Facility | VSRA | Rest Area | LP-VHSF-VSRA
Vehicle Stopping Facility | LP-VHSF | Type of Vehicle Stopping Facility | VSSA | Informal Stopping Area | LP-VHSF-VSSA
Electrical Fixture | LT-LGHT | Type of Electrical Fixture | PCBL | Power Cable | LT-LGHT-PCBL
Electrical Fixture | LT-LGHT | Type of Electrical Fixture | LCPL | Light Control Panel | LT-LGHT-LCPL
Electrical Fixture | LT-LGHT | Type of Electrical Fixture | CNDT | Conduit | LT-LGHT-CNDT
Electrical Fixture | LT-LGHT | Type of Electrical Fixture | POUT | Power Outlet | LT-LGHT-POUT
Electrical Fixture | LT-LGHT | Type of Electrical Fixture | LCRT | Lighting Circuit | LT-LGHT-LCRT
Electrical Fixture | LT-LGHT | Type of Electrical Fixture | CBLD | Cable Ladder | LT-LGHT-CBLD
Electrical Fixture | LT-LGHT | Type of Electrical Fixture | MTRP | Metering Panel | LT-LGHT-MTRP
Electrical Fixture | LT-LGHT | Type of Electrical Fixture | ANNL | Annulus | LT-LGHT-ANNL
Electrical Fixture | LT-LGHT | Type of Electrical Fixture | BCGR | Battery Charger | LT-LGHT-BCGR
Electrical Fixture | LT-LGHT | Type of Electrical Fixture | LIHT | Light | LT-LGHT-LIHT
Electrical Fixture | LT-LGHT | Type of Electrical Fixture | SCPT | Supply Connection Point | LT-LGHT-SCPT
Electrical Fixture | LT-LGHT | Type of Electrical Fixture | EPNT | Electrical Penetration | LT-LGHT-EPNT
Electrical Fixture | LT-LGHT | Type of Electrical Fixture | FLLG | Flashing Light | LT-LGHT-FLLG
Lighting System | LT-LGTF | Type of Lighting System | LSLZ | Lighting System Components, L4 TMC | LT-LGTF-LSLZ
Lighting System | LT-LGTF | Type of Lighting System | LTNN | Navigational Lighting System | LT-LGTF-LTNN
Lighting System | LT-LGTF | Type of Lighting System | LARC | Architectural Lighting System | LT-LGTF-LARC
Lighting System | LT-LGTF | Type of Lighting System | LTNL | Tunnel lighting system | LT-LGTF-LTNL
Lighting System | LT-LGTF | Type of Lighting System | LEMG | Emergency lighting system | LT-LGTF-LEMG
Lighting System | LT-LGTF | Type of Lighting System | LGEN | General lighting system | LT-LGTF-LGEN
Lighting System | LT-LGTF | Type of Lighting System | LCRD | Corridor Lighting System | LT-LGTF-LCRD
Lighting System | LT-LGTF | Type of Lighting System | LEVA | Evacuation Lighting System | LT-LGTF-LEVA
Measuring Device | MB-MEAD | Type of Measuring Device | INCL | Inclinometer | MB-MEAD-INCL
Measuring Device | MB-MEAD | Type of Measuring Device | PIEZ | Piezometer | MB-MEAD-PIEZ
Measuring Device | MB-MEAD | Type of Measuring Device | AMTR | Ammeter | MB-MEAD-AMTR
Measuring Device | MB-MEAD | Type of Measuring Device | WSKA | Windsock Assembly | MB-MEAD-WSKA
Measuring Device | MB-MEAD | Type of Measuring Device | WSKO | Windsock | MB-MEAD-WSKO
Measuring Device | MB-MEAD | Type of Measuring Device | WMTR | Water Meter | MB-MEAD-WMTR
Measuring Device | MB-MEAD | Type of Measuring Device | PRSG | Pressure Guage | MB-MEAD-PRSG
Measuring Device | MB-MEAD | Type of Measuring Device | EGMR | Energy Meter | MB-MEAD-EGMR
Measuring Device | MB-MEAD | Type of Measuring Device | PLUV | Pluviometer | MB-MEAD-PLUV
Office Equipment | MB-OFFE | Type of Office Equipment | COPI | Copier | MB-OFFE-COPI
Office Equipment | MB-OFFE | Type of Office Equipment | DESK | Desktop | MB-OFFE-DESK
Office Equipment | MB-OFFE | Type of Office Equipment | ICMA | Ice Maker | MB-OFFE-ICMA
Office Equipment | MB-OFFE | Type of Office Equipment | LAMA | Label Maker | MB-OFFE-LAMA
Office Equipment | MB-OFFE | Type of Office Equipment | LAPT | Laptop | MB-OFFE-LAPT
Office Equipment | MB-OFFE | Type of Office Equipment | MFDE | Multi-Function Printer | MB-OFFE-MFDE
Office Equipment | MB-OFFE | Type of Office Equipment | MONI | Monitor | MB-OFFE-MONI
Office Equipment | MB-OFFE | Type of Office Equipment | MPHE | Mobile Phone | MB-OFFE-MPHE
Office Equipment | MB-OFFE | Type of Office Equipment | PRIN | Printer | MB-OFFE-PRIN
Office Equipment | MB-OFFE | Type of Office Equipment | STOR | Storage | MB-OFFE-STOR
Office Equipment | MB-OFFE | Type of Office Equipment | TABL | Tablet | MB-OFFE-TABL
Office Equipment | MB-OFFE | Type of Office Equipment | TANK | Tank | MB-OFFE-TANK
Office Equipment | MB-OFFE | Type of Office Equipment | TELE | Television | MB-OFFE-TELE
Office Equipment | MB-OFFE | Type of Office Equipment | TOMO | Touchscreen Monitor | MB-OFFE-TOMO
Office Equipment | MB-OFFE | Type of Office Equipment | WHIT | Whiteboard | MB-OFFE-WHIT
Lifting & Handling System Component | ME-HLSC | Type of Lifting & Handling System Component | LFTB | Lifting Beam | ME-HLSC-LFTB
Lifting & Handling System Component | ME-HLSC | Type of Lifting & Handling System Component | LFTP | Lifting Platform | ME-HLSC-LFTP
Lifting & Handling System Component | ME-HLSC | Type of Lifting & Handling System Component | LCNT | Lift Control | ME-HLSC-LCNT
Lifting & Handling System Component | ME-HLSC | Type of Lifting & Handling System Component | LDOR | Lift Door | ME-HLSC-LDOR
Lifting & Handling System Component | ME-HLSC | Type of Lifting & Handling System Component | LMTR | Lift Motor | ME-HLSC-LMTR
Hydraulic System Components | ME-HSCP | Type of Hydraulic System Components | HYCT | Hydraulic Control | ME-HSCP-HYCT
Hydraulic System Components | ME-HSCP | Type of Hydraulic System Components | HYPU | Hydraulic Power Unit | ME-HSCP-HYPU
Hydraulic System Components | ME-HSCP | Type of Hydraulic System Components | HYAU | Hydraulic Actuator | ME-HSCP-HYAU
Hydraulic System Components | ME-HSCP | Type of Hydraulic System Components | HDTU | Hydraulic Track Drive Unit | ME-HSCP-HDTU
Mechnical System Components | ME-MCSY | Type of Mechnical System Components | GRCK | Gear Rack | ME-MCSY-GRCK
Mechnical System Components | ME-MCSY | Type of Mechnical System Components | LKMH | Locking Mechanism | ME-MCSY-LKMH
Mechnical System Components | ME-MCSY | Type of Mechnical System Components | MCPT | Mechanical Power Transmission | ME-MCSY-MCPT
Mechnical System Components | ME-MCSY | Type of Mechnical System Components | RLMH | Release Mechanism | ME-MCSY-RLMH
Mechnical System Components | ME-MCSY | Type of Mechnical System Components | EQDG | Equipment Drainage | ME-MCSY-EQDG
Mechnical System Components | ME-MCSY | Type of Mechnical System Components | TBAS | Trunnion Bearing and Shaft | ME-MCSY-TBAS
Fleet Detection & Classification System | MW-FDCS | Type of Fleet Detection & Classification System | COCL | Counter & Classifier System | MW-FDCS-COCL
Fleet Detection & Classification System | MW-FDCS | Type of Fleet Detection & Classification System | DTLP | Detection Loop | MW-FDCS-DTLP
Fleet Detection & Classification System | MW-FDCS | Type of Fleet Detection & Classification System | ILMS | Integrated Speed & Lane Use Management System | MW-FDCS-ILMS
Fleet Detection & Classification System | MW-FDCS | Type of Fleet Detection & Classification System | LUMS | Lane Usage Management System | MW-FDCS-LUMS
Fleet Detection & Classification System | MW-FDCS | Type of Fleet Detection & Classification System | OHDS | Over Height Detection System | MW-FDCS-OHDS
Fleet Detection & Classification System | MW-FDCS | Type of Fleet Detection & Classification System | OWDS | Over Width Detection System | MW-FDCS-OWDS
Fleet Detection & Classification System | MW-FDCS | Type of Fleet Detection & Classification System | OLDS | Over Length Detection System | MW-FDCS-OLDS
Fleet Detection & Classification System | MW-FDCS | Type of Fleet Detection & Classification System | OSDS | Over Speed Detection System | MW-FDCS-OSDS
Fleet Detection & Classification System | MW-FDCS | Type of Fleet Detection & Classification System | TMUS | Traffic Monitoring Unit System | MW-FDCS-TMUS
Fleet Detection & Classification System | MW-FDCS | Type of Fleet Detection & Classification System | VDCS | Vehicle Detection and Classification System | MW-FDCS-VDCS
Monitoring System | MW-MONS | Type of Monitoring System | AAMS | Angle of Attack Monitor System | MW-MONS-AAMS
Monitoring System | MW-MONS | Type of Monitoring System | AIMS | Asset Inspection and Mapping System | MW-MONS-AIMS
Monitoring System | MW-MONS | Type of Monitoring System | NOMS | Noise Monitoring System | MW-MONS-NOMS
Monitoring System | MW-MONS | Type of Monitoring System | BAMS | Bearing Acoustic Monitor System | MW-MONS-BAMS
Monitoring System | MW-MONS | Type of Monitoring System | BBTM | Brake & Bearing Temperature Monitor System | MW-MONS-BBTM
Monitoring System | MW-MONS | Type of Monitoring System | CDCS | Critical Defect Client System | MW-MONS-CDCS
Monitoring System | MW-MONS | Type of Monitoring System | CYCL | Cycle Movement Counter | MW-MONS-CYCL
Monitoring System | MW-MONS | Type of Monitoring System | GBNS | Ground Borne Noise System | MW-MONS-GBNS
Monitoring System | MW-MONS | Type of Monitoring System | MTIS | Mechanised Track Inspection System | MW-MONS-MTIS
Monitoring System | MW-MONS | Type of Monitoring System | OCMS | Operator Control & Monitoring System | MW-MONS-OCMS
Monitoring System | MW-MONS | Type of Monitoring System | ODMS | Onboard Data Management System | MW-MONS-ODMS
Monitoring System | MW-MONS | Type of Monitoring System | OLMS | Overhead Line Measurement System | MW-MONS-OLMS
Monitoring System | MW-MONS | Type of Monitoring System | OLVS | Overhead Line Visual Inspection System | MW-MONS-OLVS
Monitoring System | MW-MONS | Type of Monitoring System | PTCD | Pantograph Condition | MW-MONS-PTCD
Monitoring System | MW-MONS | Type of Monitoring System | RCMS | Rail Corrugation Measurement System | MW-MONS-RCMS
Monitoring System | MW-MONS | Type of Monitoring System | RPAS | Remotely Piloted Aircraft System | MW-MONS-RPAS
Monitoring System | MW-MONS | Type of Monitoring System | RPMS | Rail Profile Measurement System | MW-MONS-RPMS
Monitoring System | MW-MONS | Type of Monitoring System | SECD | Intruder Detection System | MW-MONS-SECD
Monitoring System | MW-MONS | Type of Monitoring System | SECP | Perimeter Monitoring System | MW-MONS-SECP
Monitoring System | MW-MONS | Type of Monitoring System | SFCS | Self-Control System | MW-MONS-SFCS
Monitoring System | MW-MONS | Type of Monitoring System | TGMS | Track Geometry Measurement System | MW-MONS-TGMS
Monitoring System | MW-MONS | Type of Monitoring System | TLSY | Train Localisation System | MW-MONS-TLSY
Monitoring System | MW-MONS | Type of Monitoring System | TRAF | Traffic Counter Controller | MW-MONS-TRAF
Monitoring System | MW-MONS | Type of Monitoring System | TVSS | Track Video Surveillance System | MW-MONS-TVSS
Monitoring System | MW-MONS | Type of Monitoring System | WBMS | Weighbridge Monitor System | MW-MONS-WBMS
Monitoring System | MW-MONS | Type of Monitoring System | WEAS | Weather Station | MW-MONS-WEAS
Monitoring System | MW-MONS | Type of Monitoring System | WILD | Wheel Impact Load Detector System | MW-MONS-WILD
Monitoring System | MW-MONS | Type of Monitoring System | WIMS | Weigh in Motion System | MW-MONS-WIMS
Monitoring System | MW-MONS | Type of Monitoring System | SMSS | Structural Monitoring System | MW-MONS-SMSS
Rail Detection Equipment | MW-RDEQ | Type of Rail Detection Equipment | ATCB | Auto Train Control-Balise | MW-RDEQ-ATCB
Rail Detection Equipment | MW-RDEQ | Type of Rail Detection Equipment | ATCL | Auto Train Control-LEU | MW-RDEQ-ATCL
Rail Detection Equipment | MW-RDEQ | Type of Rail Detection Equipment | AXEV | Axle Counter Evaluator | MW-RDEQ-AXEV
Rail Detection Equipment | MW-RDEQ | Type of Rail Detection Equipment | AXLC | Train Detection-Axle Counter | MW-RDEQ-AXLC
Rail Detection Equipment | MW-RDEQ | Type of Rail Detection Equipment | BARM | Balise Reference Marker | MW-RDEQ-BARM
Rail Detection Equipment | MW-RDEQ | Type of Rail Detection Equipment | DATA | Data Pickup Unit | MW-RDEQ-DATA
Rail Detection Equipment | MW-RDEQ | Type of Rail Detection Equipment | TCCT | Train Detection-Track Circuit | MW-RDEQ-TCCT
Rail Detection Equipment | MW-RDEQ | Type of Rail Detection Equipment | TCRX | Track Circuit Receiver | MW-RDEQ-TCRX
Rail Detection Equipment | MW-RDEQ | Type of Rail Detection Equipment | TCTX | Track Circuit Transmitter | MW-RDEQ-TCTX
Rail Detection Equipment | MW-RDEQ | Type of Rail Detection Equipment | TRDL | Train Detection-Treadle | MW-RDEQ-TRDL
Rail Detection Equipment | MW-RDEQ | Type of Rail Detection Equipment | WSEN | Wheel Sensor | MW-RDEQ-WSEN
Scada System | MW-SCAD | Type of Scada System | SALZ | SCADA System Component, L4 TMC | MW-SCAD-SALZ
Scada System | MW-SCAD | Type of Scada System | DIST | Distributed | MW-SCAD-DIST
Scada System | MW-SCAD | Type of Scada System | ITOT | Internet of Things | MW-SCAD-ITOT
Scada System | MW-SCAD | Type of Scada System | MONO | Monolithic | MW-SCAD-MONO
Scada System | MW-SCAD | Type of Scada System | NETW | Networked | MW-SCAD-NETW
Sensors & Detectors | MW-SEDT | Type of Sensors & Detectors | ACWS | Axle Counter Wheel Sensor | MW-SEDT-ACWS
Sensors & Detectors | MW-SEDT | Type of Sensors & Detectors | ASMO | Air System Monitor | MW-SEDT-ASMO
Sensors & Detectors | MW-SEDT | Type of Sensors & Detectors | AVSE | Audio/Visual Sensor | MW-SEDT-AVSE
Sensors & Detectors | MW-SEDT | Type of Sensors & Detectors | CHSI | Chassis | MW-SEDT-CHSI
Sensors & Detectors | MW-SEDT | Type of Sensors & Detectors | DTTR | Dragging Equipment Detector | MW-SEDT-DTTR
Sensors & Detectors | MW-SEDT | Type of Sensors & Detectors | LCEL | Load Cell | MW-SEDT-LCEL
Sensors & Detectors | MW-SEDT | Type of Sensors & Detectors | LCMO | Level Crossing Monitor | MW-SEDT-LCMO
Sensors & Detectors | MW-SEDT | Type of Sensors & Detectors | PERF | Peripheral - Condition Monitoring System | MW-SEDT-PERF
Sensors & Detectors | MW-SEDT | Type of Sensors & Detectors | RAMO | Rainfall Monitor Sensor | MW-SEDT-RAMO
Sensors & Detectors | MW-SEDT | Type of Sensors & Detectors | RODE | Rockfall Detector | MW-SEDT-RODE
Sensors & Detectors | MW-SEDT | Type of Sensors & Detectors | SABT | Ambient Temperature Sensor | MW-SEDT-SABT
Sensors & Detectors | MW-SEDT | Type of Sensors & Detectors | SCAN | Scanner | MW-SEDT-SCAN
Sensors & Detectors | MW-SEDT | Type of Sensors & Detectors | SEAQ | Air Quality Sensor | MW-SEDT-SEAQ
Sensors & Detectors | MW-SEDT | Type of Sensors & Detectors | SEHE | Height Sensor | MW-SEDT-SEHE
Sensors & Detectors | MW-SEDT | Type of Sensors & Detectors | SELL | Liquid Level Sensor | MW-SEDT-SELL
Sensors & Detectors | MW-SEDT | Type of Sensors & Detectors | SEPH | pH Sensor | MW-SEDT-SEPH
Sensors & Detectors | MW-SEDT | Type of Sensors & Detectors | SEPM | Photometer Sensor | MW-SEDT-SEPM
Sensors & Detectors | MW-SEDT | Type of Sensors & Detectors | SEPR | Pressure Sensor | MW-SEDT-SEPR
Sensors & Detectors | MW-SEDT | Type of Sensors & Detectors | SERS | Road Sensor | MW-SEDT-SERS
Sensors & Detectors | MW-SEDT | Type of Sensors & Detectors | SERX | Receiver Sensor | MW-SEDT-SERX
Sensors & Detectors | MW-SEDT | Type of Sensors & Detectors | SESP | Speed Sensor | MW-SEDT-SESP
Sensors & Detectors | MW-SEDT | Type of Sensors & Detectors | SETX | Transmitter Sensor | MW-SEDT-SETX
Sensors & Detectors | MW-SEDT | Type of Sensors & Detectors | SEWD | Wheel Detection Sensor | MW-SEDT-SEWD
Sensors & Detectors | MW-SEDT | Type of Sensors & Detectors | SEWE | Weight Sensor | MW-SEDT-SEWE
Sensors & Detectors | MW-SEDT | Type of Sensors & Detectors | SLDE | Slip Detector | MW-SEDT-SLDE
Sensors & Detectors | MW-SEDT | Type of Sensors & Detectors | SMKD | Smoke Detector | MW-SEDT-SMKD
Sensors & Detectors | MW-SEDT | Type of Sensors & Detectors | TGRD | Tag Reader | MW-SEDT-TGRD
Sensors & Detectors | MW-SEDT | Type of Sensors & Detectors | THRD | Thermal Detector | MW-SEDT-THRD
Sensors & Detectors | MW-SEDT | Type of Sensors & Detectors | TRSW | Track Switch | MW-SEDT-TRSW
Sensors & Detectors | MW-SEDT | Type of Sensors & Detectors | WESE | Weather Sensor | MW-SEDT-WESE
Sensors & Detectors | MW-SEDT | Type of Sensors & Detectors | RADA | Radar | MW-SEDT-RADA
Sensors & Detectors | MW-SEDT | Type of Sensors & Detectors | GMVS | Ground Movement Sensor | MW-SEDT-GMVS
Sensors & Detectors | MW-SEDT | Type of Sensors & Detectors | GRWS | Groundwater Sensor | MW-SEDT-GRWS
Sensors & Detectors | MW-SEDT | Type of Sensors & Detectors | LIDR | Lidar | MW-SEDT-LIDR
Sensors & Detectors | MW-SEDT | Type of Sensors & Detectors | PEZO | Piezo | MW-SEDT-PEZO
Sensors & Detectors | MW-SEDT | Type of Sensors & Detectors | TIRT | Infra Red Traffic Logger | MW-SEDT-TIRT
Sensors & Detectors | MW-SEDT | Type of Sensors & Detectors | PECL | Photoelectric Cell | MW-SEDT-PECL
Sensors & Detectors | MW-SEDT | Type of Sensors & Detectors | FLSW | Float Switch | MW-SEDT-FLSW
Sensors & Detectors | MW-SEDT | Type of Sensors & Detectors | THMC | Thermal Camera | MW-SEDT-THMC
Telemetry System | MW-TELS | Type of Telemetry System | TLMC | Telemetry - Communications Network Backbone Systems | MW-TELS-TLMC
Telemetry System | MW-TELS | Type of Telemetry System | TLMN | Telemetry - Network & Building Management Systems | MW-TELS-TLMN
Telemetry System | MW-TELS | Type of Telemetry System | TLMR | Telemetry System - Rail Control Systems | MW-TELS-TLMR
Telemetry System | MW-TELS | Type of Telemetry System | TLMS | Telemetry - Rail Signalling Equipment | MW-TELS-TLMS
Warning & Indicating System | MW-WISY | Type of Warning & Indicating System | DALM | Duress Alarm | MW-WISY-DALM
Warning & Indicating System | MW-WISY | Type of Warning & Indicating System | EMWS | Emergency Warning System | MW-WISY-EMWS
Warning & Indicating System | MW-WISY | Type of Warning & Indicating System | MIRU | Mobile Incident Response Unit | MW-WISY-MIRU
Warning & Indicating System | MW-WISY | Type of Warning & Indicating System | SZAS | School Zone Alert System | MW-WISY-SZAS
Warning & Indicating System | MW-WISY | Type of Warning & Indicating System | SZSN | School Zone Alert Sign | MW-WISY-SZSN
Warning & Indicating System | MW-WISY | Type of Warning & Indicating System | SZWS | School Zone Warning System | MW-WISY-SZWS
Level Crossing Protection | MW-XNGP | Type of Level Crossing Protection | LCLZ | Level Crossing Protection Component, L4 TMC | MW-XNGP-LCLZ
Level Crossing Protection | MW-XNGP | Type of Level Crossing Protection | PXNG | Pedestrian Level Crossing Protection | MW-XNGP-PXNG
Level Crossing Protection | MW-XNGP | Type of Level Crossing Protection | RXNG | Road Level Crossing Protection | MW-XNGP-RXNG
Electronic Sign System | NA-ESGN | Type of Electronic Sign System | AWSI | Advance Warning Sign | NA-ESGN-AWSI
Electronic Sign System | NA-ESGN | Type of Electronic Sign System | AWSS | Advance Warning Sign System | NA-ESGN-AWSS
Electronic Sign System | NA-ESGN | Type of Electronic Sign System | VASS | Vehicle Activated Signage System | NA-ESGN-VASS
Electronic Sign System | NA-ESGN | Type of Electronic Sign System | LNUS | Lane Usage Sign | NA-ESGN-LNUS
Electronic Sign System | NA-ESGN | Type of Electronic Sign System | CMSI | Changeable Message Sign | NA-ESGN-CMSI
Electronic Sign System | NA-ESGN | Type of Electronic Sign System | CMSS | Changeable Message Sign System | NA-ESGN-CMSS
Electronic Sign System | NA-ESGN | Type of Electronic Sign System | DWFS | Dynamic Wayfinding System | NA-ESGN-DWFS
Electronic Sign System | NA-ESGN | Type of Electronic Sign System | ECIB | Electronic Customer Information Board System | NA-ESGN-ECIB
Electronic Sign System | NA-ESGN | Type of Electronic Sign System | NTIN | Next Train Indicator | NA-ESGN-NTIN
Electronic Sign System | NA-ESGN | Type of Electronic Sign System | RWIS | Road Weather Information System | NA-ESGN-RWIS
Electronic Sign System | NA-ESGN | Type of Electronic Sign System | RWSG | Road Weather Information Sign | NA-ESGN-RWSG
Electronic Sign System | NA-ESGN | Type of Electronic Sign System | TTIS | Time Travel Information System | NA-ESGN-TTIS
Electronic Sign System | NA-ESGN | Type of Electronic Sign System | SCHO | School Zone Warning | NA-ESGN-SCHO
Electronic Sign System | NA-ESGN | Type of Electronic Sign System | TSDI | Traffic Sign Display | NA-ESGN-TSDI
Electronic Sign System | NA-ESGN | Type of Electronic Sign System | VMSI | Variable Message Sign | NA-ESGN-VMSI
Electronic Sign System | NA-ESGN | Type of Electronic Sign System | VMSS | Variable Message Sign System | NA-ESGN-VMSS
Electronic Sign System | NA-ESGN | Type of Electronic Sign System | VSLI | Variable Speed Limit Sign | NA-ESGN-VSLI
Electronic Sign System | NA-ESGN | Type of Electronic Sign System | VSLS | Variable Speed Limit Sign System | NA-ESGN-VSLS
Electronic Sign System | NA-ESGN | Type of Electronic Sign System | WSSY | Wayfinding Signage System | NA-ESGN-WSSY
Electronic Sign System | NA-ESGN | Type of Electronic Sign System | PDSG | Passenger Information Display Sign | NA-ESGN-PDSG
Electronic Sign System | NA-ESGN | Type of Electronic Sign System | TMUT | Traffic Monitoring Unit Sign | NA-ESGN-TMUT
Electronic Sign System | NA-ESGN | Type of Electronic Sign System | VHAS | Vehicle Activated Sign | NA-ESGN-VHAS
Electronic Sign System | NA-ESGN | Type of Electronic Sign System | VDSG | Vehicle Detection and Class Sign | NA-ESGN-VDSG
Electronic Sign System | NA-ESGN | Type of Electronic Sign System | WGMS | Weigh in Motion Sign | NA-ESGN-WGMS
Signal System | NA-SIGS | Type of Signal System | BSLI | Buffer Stop Light | NA-SIGS-BSLI
Signal System | NA-SIGS | Type of Signal System | GUIN | Guards Indicator | NA-SIGS-GUIN
Signal System | NA-SIGS | Type of Signal System | PDPB | Pedestrian Push Button | NA-SIGS-PDPB
Signal System | NA-SIGS | Type of Signal System | PEDE | Pedestrian Crossing Signal | NA-SIGS-PEDE
Signal System | NA-SIGS | Type of Signal System | RUSI | Running Signal | NA-SIGS-RUSI
Signal System | NA-SIGS | Type of Signal System | SHSI | Shunt Signal | NA-SIGS-SHSI
Signal System | NA-SIGS | Type of Signal System | TCSS | Traffic Control Signal System | NA-SIGS-TCSS
Signal System | NA-SIGS | Type of Signal System | TLNT | Traffic Lantern | NA-SIGS-TLNT
Signal System | NA-SIGS | Type of Signal System | WALI | Warning Light | NA-SIGS-WALI
Cable System | NE-CABS | Type of Cable System | CSCO | Communications | NE-CABS-CSCO
Cable System | NE-CABS | Type of Cable System | CSSG | Signalling | NE-CABS-CSSG
Cable System | NE-CABS | Type of Cable System | POWE | Power | NE-CABS-POWE
Cable System | NE-CABS | Type of Cable System | CBLZ | Cable System Component, L4 TMC | NE-CABS-CBLZ
Communication Distribution Backbone | NE-CDBB | Type of Communication Distribution Backbone | POSY | Power System | NE-CDBB-POSY
Communication Distribution Backbone | NE-CDBB | Type of Communication Distribution Backbone | TMSS | Transmission System | NE-CDBB-TMSS
Communications System Equipment | NE-COCE | Type of Communications System Equipment | ANTN | Antenna | NE-COCE-ANTN
Communications System Equipment | NE-COCE | Type of Communications System Equipment | SIMC | Sim Card | NE-COCE-SIMC
Communications System Equipment | NE-COCE | Type of Communications System Equipment | FLSH | Flash Unit | NE-COCE-FLSH
Communications System Equipment | NE-COCE | Type of Communications System Equipment | ENCO | Encoder | NE-COCE-ENCO
Communications System Equipment | NE-COCE | Type of Communications System Equipment | HRAD | Handheld Radio | NE-COCE-HRAD
Communications System | NE-COSS | Type of Communications System | DLTE | Distributed Long-Term Evolution | NE-COSS-DLTE
Communications System | NE-COSS | Type of Communications System | FTSY | Fixed Terminal System | NE-COSS-FTSY
Communications System | NE-COSS | Type of Communications System | GGSN | Gateway GPRS Support Node | NE-COSS-GGSN
Communications System | NE-COSS | Type of Communications System | LANS | Local Area Network System | NE-COSS-LANS
Communications System | NE-COSS | Type of Communications System | NWSS | Network Support System | NE-COSS-NWSS
Communications System | NE-COSS | Type of Communications System | SGSN | Serving GPRS Support Node | NE-COSS-SGSN
Communications System | NE-COSS | Type of Communications System | WIFI | Wireless System | NE-COSS-WIFI
Communications System | NE-COSS | Type of Communications System | CSLZ | Communications System, L4 TMC | NE-COSS-CSLZ
Network Interface | NE-NEIN | Type of Network Interface | CBUN | Conference Bridge Unit | NE-NEIN-CBUN
Network Interface | NE-NEIN | Type of Network Interface | DPLX | Diplexer | NE-NEIN-DPLX
Network Interface | NE-NEIN | Type of Network Interface | EDGE | Edge Node | NE-NEIN-EDGE
Network Interface | NE-NEIN | Type of Network Interface | FIRW | Firewall | NE-NEIN-FIRW
Network Interface | NE-NEIN | Type of Network Interface | GTWY | Gateway | NE-NEIN-GTWY
Network Interface | NE-NEIN | Type of Network Interface | INCT | Interface Controller | NE-NEIN-INCT
Network Interface | NE-NEIN | Type of Network Interface | INTE | Integrated Radio & Telephone System | NE-NEIN-INTE
Network Interface | NE-NEIN | Type of Network Interface | MCNV | Network Media Converter | NE-NEIN-MCNV
Network Interface | NE-NEIN | Type of Network Interface | MDEM | Modem | NE-NEIN-MDEM
Network Interface | NE-NEIN | Type of Network Interface | RMDM | Radio Modem | NE-NEIN-RMDM
Network Interface | NE-NEIN | Type of Network Interface | CNND | Communications Node | NE-NEIN-CNND
Network Interface | NE-NEIN | Type of Network Interface | MGTP | Management Processor | NE-NEIN-MGTP
Network Interface | NE-NEIN | Type of Network Interface | MODU | Network Module/Card | NE-NEIN-MODU
Network Interface | NE-NEIN | Type of Network Interface | MRTE | Mobile Network Router | NE-NEIN-MRTE
Network Interface | NE-NEIN | Type of Network Interface | NACU | Network Access Unit | NE-NEIN-NACU
Network Interface | NE-NEIN | Type of Network Interface | NCPR | Network Control Processor | NE-NEIN-NCPR
Network Interface | NE-NEIN | Type of Network Interface | NRTE | Network Router | NE-NEIN-NRTE
Network Interface | NE-NEIN | Type of Network Interface | NSWT | Switch (Network) | NE-NEIN-NSWT
Network Interface | NE-NEIN | Type of Network Interface | PMUX | PMUX | NE-NEIN-PMUX
Network Interface | NE-NEIN | Type of Network Interface | PNIU | Power Network Interface Unit | NE-NEIN-PNIU
Network Interface | NE-NEIN | Type of Network Interface | RACO | Radio Console | NE-NEIN-RACO
Network Interface | NE-NEIN | Type of Network Interface | REPU | Responder Unit | NE-NEIN-REPU
Network Interface | NE-NEIN | Type of Network Interface | RRAU | Remote Radio Unit | NE-NEIN-RRAU
Network Interface | NE-NEIN | Type of Network Interface | SPLI | Splitter | NE-NEIN-SPLI
Network Interface | NE-NEIN | Type of Network Interface | USCI | Universal Signalling Card Interface | NE-NEIN-USCI
Network Interface | NE-NEIN | Type of Network Interface | WAPO | Wireless Access Point | NE-NEIN-WAPO
Network Interface | NE-NEIN | Type of Network Interface | WIRL | Wireless Link | NE-NEIN-WIRL
Network Interface | NE-NEIN | Type of Network Interface | WIRR | Wireless Receiver | NE-NEIN-WIRR
Network System | NE-NESY | Type of Network System | LOCA | Local Area Network (LAN) | NE-NESY-LOCA
Network System | NE-NESY | Type of Network System | WIDE | Wide Area Network (WAN) | NE-NESY-WIDE
Network User Equipment | NE-NEUE | Type of Network User Equipment | DISP | Dispatcher | NE-NEUE-DISP
Network User Equipment | NE-NEUE | Type of Network User Equipment | EPHN | Emergency Telephone | NE-NEUE-EPHN
Network User Equipment | NE-NEUE | Type of Network User Equipment | HCEQ | Hand Portable Controller Equipment | NE-NEUE-HCEQ
Network User Equipment | NE-NEUE | Type of Network User Equipment | HNDS | Handset | NE-NEUE-HNDS
Network User Equipment | NE-NEUE | Type of Network User Equipment | INVR | Inverter | NE-NEUE-INVR
Network User Equipment | NE-NEUE | Type of Network User Equipment | IPNL | Intercom Panel | NE-NEUE-IPNL
Network User Equipment | NE-NEUE | Type of Network User Equipment | IRCE | ICE Radio Controller Equipment | NE-NEUE-IRCE
Network User Equipment | NE-NEUE | Type of Network User Equipment | KVME | KVM Extender | NE-NEUE-KVME
Network User Equipment | NE-NEUE | Type of Network User Equipment | KVMS | KVM Switch | NE-NEUE-KVMS
Network User Equipment | NE-NEUE | Type of Network User Equipment | MCEQ | Mechanical Controller Equipment | NE-NEUE-MCEQ
Network User Equipment | NE-NEUE | Type of Network User Equipment | NEEL | Network Element | NE-NEUE-NEEL
Network User Equipment | NE-NEUE | Type of Network User Equipment | OPCO | Operator Console | NE-NEUE-OPCO
Network User Equipment | NE-NEUE | Type of Network User Equipment | PERP | Peripheral - Network & Building Management Systems | NE-NEUE-PERP
Network User Equipment | NE-NEUE | Type of Network User Equipment | PHNM | Telephone | NE-NEUE-PHNM
Network User Equipment | NE-NEUE | Type of Network User Equipment | THCL | Thin Client Device | NE-NEUE-THCL
Network User Equipment | NE-NEUE | Type of Network User Equipment | TREQ | Train Radio Equipment | NE-NEUE-TREQ
Network User Equipment | NE-NEUE | Type of Network User Equipment | WSTN | Workstation | NE-NEUE-WSTN
Repeater System | NE-RPRS | Type of Repeater System | RADR | Radio Rebroadcast System | NE-RPRS-RADR
Repeater System | NE-RPRS | Type of Repeater System | RRPT | Repeater | NE-RPRS-RRPT
Server & Data Storage | NE-SERV | Type of Server & Data Storage | DSTR | Data Storage | NE-SERV-DSTR
Server & Data Storage | NE-SERV | Type of Server & Data Storage | SSTO | Server Storage | NE-SERV-SSTO
Server & Data Storage | NE-SERV | Type of Server & Data Storage | STAN | Storage Area Network | NE-SERV-STAN
Transmitter & Receiver System | NE-TRSY | Type of Transmitter & Receiver System | TRLZ | Transmitter & Receiver System Component, L4 TMC | NE-TRSY-TRLZ
Aid To Navigation | NG-ATON | Type of Aid To Navigation | ANBU | Buoy | NG-ATON-ANBU
Aid To Navigation | NG-ATON | Type of Aid To Navigation | ANLI | Lighthouse | NG-ATON-ANLI
Aid To Navigation | NG-ATON | Type of Aid To Navigation | ANLT | Lit | NG-ATON-ANLT
Aid To Navigation | NG-ATON | Type of Aid To Navigation | ANOT | Other Structure | NG-ATON-ANOT
Aid To Navigation | NG-ATON | Type of Aid To Navigation | ANPY | Pylon | NG-ATON-ANPY
Aid To Navigation | NG-ATON | Type of Aid To Navigation | ANUT | Unlit | NG-ATON-ANUT
Control Mark | NG-CTLM | Type of Control Mark | SCTM | Survey Control Mark | NG-CTLM-SCTM
Control Mark | NG-CTLM | Type of Control Mark | TCTM | Track Control Mark | NG-CTLM-TCTM
Mooring | NG-MOOR | Type of Mooring | COME | Commercial | NG-MOOR-COME
Mooring | NG-MOOR | Type of Mooring | PRIV | Private | NG-MOOR-PRIV
Mooring | NG-MOOR | Type of Mooring | PUBL | Public | NG-MOOR-PUBL
Static Signage | NG-SIGN | Type of Static Signage | ADBO | Advertising Board | NG-SIGN-ADBO
Static Signage | NG-SIGN | Type of Static Signage | FSGN | Facility Signage | NG-SIGN-FSGN
Static Signage | NG-SIGN | Type of Static Signage | FSHR | Facility Signage-Honour Roll | NG-SIGN-FSHR
Static Signage | NG-SIGN | Type of Static Signage | MASI | Maritime Signage | NG-SIGN-MASI
Static Signage | NG-SIGN | Type of Static Signage | ROSI | Road Signage | NG-SIGN-ROSI
Static Signage | NG-SIGN | Type of Static Signage | SSLS | Signalling Signage-Limit of Shunt Board | NG-SIGN-SSLS
Static Signage | NG-SIGN | Type of Static Signage | SSMI | Signalling Signage-Miscellaneous | NG-SIGN-SSMI
Static Signage | NG-SIGN | Type of Static Signage | SSPC | Signalling Signage-Points Clearance Board | NG-SIGN-SSPC
Static Signage | NG-SIGN | Type of Static Signage | SSSB | Signalling Signage-Stop Board | NG-SIGN-SSSB
Static Signage | NG-SIGN | Type of Static Signage | WSDS | Wayfinding Signage-Directional Sign | NG-SIGN-WSDS
Static Signage | NG-SIGN | Type of Static Signage | WSIN | Wayfinding Signage-Informational Sign | NG-SIGN-WSIN
Static Signage | NG-SIGN | Type of Static Signage | WSIS | Wayfinding Signage-Identification Sign | NG-SIGN-WSIS
Static Signage | NG-SIGN | Type of Static Signage | WSRS | Wayfinding Signage-Regulatory Sign | NG-SIGN-WSRS
Static Signage | NG-SIGN | Type of Static Signage | EXIT | Exit | NG-SIGN-EXIT
Tactile Indicator | NG-TACT | Type of Tactile Indicator | DETE | Detectable Warning Surface | NG-TACT-DETE
Tactile Indicator | NG-TACT | Type of Tactile Indicator | DTIN | Directional Tactile Indicator | NG-TACT-DTIN
Tactile Indicator | NG-TACT | Type of Tactile Indicator | WARN | Warning Tactile Indicator | NG-TACT-WARN
Point Of Sale Equipment | NR-POSE | Type of Point Of Sale Equipment | EPAY | Electronic Payment Terminal | NR-POSE-EPAY
Ticketing System | NR-TKTS | Type of Ticketing System | TCRD | Ticketing-Card Reader | NR-TKTS-TCRD
Ticketing System | NR-TKTS | Type of Ticketing System | TGTE | Ticketing-Electronic Gate | NR-TKTS-TGTE
Ticketing System | NR-TKTS | Type of Ticketing System | TVMC | Ticketing-Vending Machine | NR-TKTS-TVMC
Control Panel | OC-COPA | Type of Control Panel | SBTC | Signal Box Telephone Console | OC-COPA-SBTC
Control Panel | OC-COPA | Type of Control Panel | TCUN | Train Control Unit | OC-COPA-TCUN
Control Panel | OC-COPA | Type of Control Panel | TKCO | Telephone Key box Console | OC-COPA-TKCO
Control System Equipment (Corridor) | OC-CSEQ | Type of Control System Equipment (Corridor) | CNTL | Controller | OC-CSEQ-CNTL
Control System Equipment (Corridor) | OC-CSEQ | Type of Control System Equipment (Corridor) | CNTP | Control Unit | OC-CSEQ-CNTP
Control System Equipment (Corridor) | OC-CSEQ | Type of Control System Equipment (Corridor) | RCNT | Remote Control Unit | OC-CSEQ-RCNT
Control System Equipment (Corridor) | OC-CSEQ | Type of Control System Equipment (Corridor) | MODL | Module | OC-CSEQ-MODL
Control System Equipment (Corridor) | OC-CSEQ | Type of Control System Equipment (Corridor) | MOVM | Moveable Median | OC-CSEQ-MOVM
Control System Equipment (Corridor) | OC-CSEQ | Type of Control System Equipment (Corridor) | PHNE | Phone | OC-CSEQ-PHNE
Control System Equipment (Corridor) | OC-CSEQ | Type of Control System Equipment (Corridor) | PTSM | Points Machine | OC-CSEQ-PTSM
Control System Equipment (Corridor) | OC-CSEQ | Type of Control System Equipment (Corridor) | TFLS | Tidal Flow System | OC-CSEQ-TFLS
Control System Equipment (Corridor) | OC-CSEQ | Type of Control System Equipment (Corridor) | TSTP | Train Stop | OC-CSEQ-TSTP
Display System (User) | OC-DISU | Type of Display System (User) | DPLZ | Display System Components | OC-DISU-DPLZ
Display System (User) | OC-DISU | Type of Display System (User) | TIDS | Train Information Display System | OC-DISU-TIDS
Display System (User) | OC-DISU | Type of Display System (User) | VART | Visual Art Screen System | OC-DISU-VART
Interlock | OC-ITLK | Type of Interlock | RELS | Releasing Switch & Lock | OC-ITLK-RELS
Interlock | OC-ITLK | Type of Interlock | SICB | Computer Based Signalling Interlocking | OC-ITLK-SICB
Interlock | OC-ITLK | Type of Interlock | SIPF | Power Frame Signalling Interlocking | OC-ITLK-SIPF
Operational Control System | OC-OPCS | Type of Operational Control System | TCSA | Train Control System-Atrics | OC-OPCS-TCSA
Operational Control System | OC-OPCS | Type of Operational Control System | TCSI | Train Control System-Sigview | OC-OPCS-TCSI
Operational Control System | OC-OPCS | Type of Operational Control System | TCSM | Train Control System-Traffic Management System | OC-OPCS-TCSM
Operational Control System | OC-OPCS | Type of Operational Control System | TCSP | Train Control System-Pheonix | OC-OPCS-TCSP
Operational Control System | OC-OPCS | Type of Operational Control System | TCST | Train Control System-Train Describer | OC-OPCS-TCST
Operational Control System | OC-OPCS | Type of Operational Control System | TCSW | Train Control System-Westcad | OC-OPCS-TCSW
Operational Control System | OC-OPCS | Type of Operational Control System | TINS | Train Interface System | OC-OPCS-TINS
Operational Control System | OC-OPCS | Type of Operational Control System | TMCS | Traffic Management and Control System | OC-OPCS-TMCS
Operational Control System | OC-OPCS | Type of Operational Control System | TSFC | Tunnel Service Facility Control System | OC-OPCS-TSFC
Operational Control System | OC-OPCS | Type of Operational Control System | TVIS | Train Visibility System | OC-OPCS-TVIS
Relay | OC-RELY | Type of Relay | RLAC | AC (Vital) | OC-RELY-RLAC
Relay | OC-RELY | Type of Relay | RLDC | DC (Vital) | OC-RELY-RLDC
Relay | OC-RELY | Type of Relay | RLNV | Non Vital | OC-RELY-RLNV
Relay | OC-RELY | Type of Relay | RLPI | Plug In (Vital) | OC-RELY-RLPI
User Interface System | OC-UISY | Type of User Interface System | AVUI | Audio/Visual Information System - User Interface Device | OC-UISY-AVUI
User Interface System | OC-UISY | Type of User Interface System | BMSW | Network & Building Management System - Workstation | OC-UISY-BMSW
User Interface System | OC-UISY | Type of User Interface System | CNBW | Communications Network Backbone Systems - Workstation | OC-UISY-CNBW
User Interface System | OC-UISY | Type of User Interface System | RCSP | Rail Control System - Peripheral | OC-UISY-RCSP
User Interface System | OC-UISY | Type of User Interface System | RCSW | Rail Control System - Workstation | OC-UISY-RCSW
User Interface System | OC-UISY | Type of User Interface System | RSEW | Rail Signalling Equipment-Workstation | OC-UISY-RSEW
User Interface System | OC-UISY | Type of User Interface System | WSCE | Wireless System - Signaller Controller Equipment | OC-UISY-WSCE
User Interface System | OC-UISY | Type of User Interface System | WTCE | Wireless System - Train Controller Equipment | OC-UISY-WTCE
Bogie System (Fleet) | OF-BOGS | Type of Bogie System (Fleet) | BSLZ | Bogie System (Fleet) Component, L4 TMC | OF-BOGS-BSLZ
Braking System (Fleet) | OF-BRKS | Type of Braking System (Fleet) | ABSY | Automatic Braking System | OF-BRKS-ABSY
Braking System (Fleet) | OF-BRKS | Type of Braking System (Fleet) | BRLZ | Braking System (Fleet) Component, L4 TMC | OF-BRKS-BRLZ
Catering Equipment System (Fleet) | OF-CATS | Type of Catering Equipment System (Fleet) | CABI | Cabinet | OF-CATS-CABI
Catering Equipment System (Fleet) | OF-CATS | Type of Catering Equipment System (Fleet) | COVE | Oven | OF-CATS-COVE
Catering Equipment System (Fleet) | OF-CATS | Type of Catering Equipment System (Fleet) | CTAB | Table / Bench | OF-CATS-CTAB
Catering Equipment System (Fleet) | OF-CATS | Type of Catering Equipment System (Fleet) | FREZ | Fridge / Freezer | OF-CATS-FREZ
Catering Equipment System (Fleet) | OF-CATS | Type of Catering Equipment System (Fleet) | MWAV | Microwave | OF-CATS-MWAV
Catering Equipment System (Fleet) | OF-CATS | Type of Catering Equipment System (Fleet) | STRL | Service Trolley | OF-CATS-STRL
Climate Control System (Fleet) | OF-CCOS | Type of Climate Control System (Fleet) | CCLZ | Climate Control System (Fleet) Component, L4 TMC | OF-CCOS-CCLZ
Control Management System (Fleet) | OF-CMGS | Type of Control Management System (Fleet) | CMOS | Controls and Monitoring System (Fleet) | OF-CMGS-CMOS
Control Management System (Fleet) | OF-CMGS | Type of Control Management System (Fleet) | OFFS | Off Track Functional System (Fleet) | OF-CMGS-OFFS
Control Management System (Fleet) | OF-CMGS | Type of Control Management System (Fleet) | ONFS | On Track Functional System (Fleet) | OF-CMGS-ONFS
Control Management System (Fleet) | OF-CMGS | Type of Control Management System (Fleet) | TMSY | Train Management System (Fleet) | OF-CMGS-TMSY
Control Management System (Fleet) | OF-CMGS | Type of Control Management System (Fleet) | CMLZ | Control Management System (Fleet) Component, L4 TMC | OF-CMGS-CMLZ
Coupling & Interconnection (Fleet) | OF-COIC | Type of Coupling & Interconnection (Fleet) | INCS | Intercar Connections System (Fleet) | OF-COIC-INCS
Coupling & Interconnection (Fleet) | OF-COIC | Type of Coupling & Interconnection (Fleet) | CILZ | Coupling and Interconnection (Fleet) Component, L4 TMC | OF-COIC-CILZ
Door System (Fleet) | OF-DOOS | Type of Door System (Fleet) | DSLZ | Door System (Fleet) Component, L4 TMC | OF-DOOS-DSLZ
Energy Supply System (Fleet) | OF-EGSS | Type of Energy Supply System (Fleet) | APSS | Auxiliary Power Supply System (Fleet) | OF-EGSS-APSS
Energy Supply System (Fleet) | OF-EGSS | Type of Energy Supply System (Fleet) | AXES | Auxiliary Equipment System (Fleet) | OF-EGSS-AXES
Energy Supply System (Fleet) | OF-EGSS | Type of Energy Supply System (Fleet) | ELES | Electrical System (Fleet) | OF-EGSS-ELES
Energy Supply System (Fleet) | OF-EGSS | Type of Energy Supply System (Fleet) | FAOS | Fuel and Oil System (Fleet) | OF-EGSS-FAOS
Energy Supply System (Fleet) | OF-EGSS | Type of Energy Supply System (Fleet) | HYDS | Hydraulic System (Fleet) | OF-EGSS-HYDS
Energy Supply System (Fleet) | OF-EGSS | Type of Energy Supply System (Fleet) | MPSS | Main Power Supply System (Fleet) | OF-EGSS-MPSS
Energy Supply System (Fleet) | OF-EGSS | Type of Energy Supply System (Fleet) | PNUS | Pneumatic System (Fleet) | OF-EGSS-PNUS
Energy Supply System (Fleet) | OF-EGSS | Type of Energy Supply System (Fleet) | ESLZ | Energy Supply System (Fleet) Component, L4 TMC | OF-EGSS-ESLZ
Fleet Body (Structure) | OF-FLBY | Type of Fleet Body (Structure) | BDYS | Body System (Fleet) | OF-FLBY-BDYS
Fleet Body (Structure) | OF-FLBY | Type of Fleet Body (Structure) | CHAS | Chassis System (Fleet) | OF-FLBY-CHAS
Fleet Body (Structure) | OF-FLBY | Type of Fleet Body (Structure) | FBLZ | Fleet Body (Structure) Component, L4 TMC | OF-FLBY-FBLZ
Information & Communication System (Fleet) | OF-IFCS | Type of Information & Communication System (Fleet) | CMSY | Communication System (Fleet) | OF-IFCS-CMSY
Information & Communication System (Fleet) | OF-IFCS | Type of Information & Communication System (Fleet) | ICLZ | Information and Communication System (Fleet) Component, L4 TMC | OF-IFCS-ICLZ
Navigation System (Fleet) | OF-NAVS | Type of Navigation System (Fleet) | GPSM | Global Positioning System | OF-NAVS-GPSM
Navigation System (Fleet) | OF-NAVS | Type of Navigation System (Fleet) | NSLZ | Navigation System (Fleet) Component, L4 TMC | OF-NAVS-NSLZ
Propulsion System (Fleet) | OF-PRPS | Type of Propulsion System (Fleet) | ENGS | Engine and Drive System (Fleet) | OF-PRPS-ENGS
Propulsion System (Fleet) | OF-PRPS | Type of Propulsion System (Fleet) | EXHS | Exhaust System (Fleet) | OF-PRPS-EXHS
Propulsion System (Fleet) | OF-PRPS | Type of Propulsion System (Fleet) | PSLZ | Propulsion System (Fleet) Component, L4 TMC | OF-PRPS-PSLZ
Propulsion System (Fleet) | OF-PRPS | Type of Propulsion System (Fleet) | TRAS | Traction System (Fleet) | OF-PRPS-TRAS
Propulsion System (Fleet) | OF-PRPS | Type of Propulsion System (Fleet) | TRNS | Transmission System (Fleet) | OF-PRPS-TRNS
Safety System & Equipment (Fleet) | OF-SSEQ | Type of Safety System & Equipment (Fleet) | FIRS | Fire System (Fleet) | OF-SSEQ-FIRS
Safety System & Equipment (Fleet) | OF-SSEQ | Type of Safety System & Equipment (Fleet) | SFSS | Safety System (Fleet) | OF-SSEQ-SFSS
Safety System & Equipment (Fleet) | OF-SSEQ | Type of Safety System & Equipment (Fleet) | SSLZ | Safety System and Equipment (Fleet) Component, L4 TMC | OF-SSEQ-SSLZ
Steering & Control System (Fleet) | OF-STCS | Type of Steering & Control System (Fleet) | SCLZ | Steering & Control System (Fleet) Component, L4 TMC | OF-STCS-SCLZ
Steering & Control System (Fleet) | OF-STCS | Type of Steering & Control System (Fleet) | MANS | Manoeuvring System (Fleet) | OF-STCS-MANS
Steering & Control System (Fleet) | OF-STCS | Type of Steering & Control System (Fleet) | STER | Steering System (Fleet) | OF-STCS-STER
Vehicle Wheel & Axle System (Fleet) | OF-VWAS | Type of Vehicle Wheel & Axle System (Fleet) | VWLZ | Vehicle Wheel & Axle System (Fleet) Component, L4 TMC | OF-VWAS-VWLZ
Vehicle Wheel & Axle System (Fleet) | OF-VWAS | Type of Vehicle Wheel & Axle System (Fleet) | BALS | Ballast System (Fleet) | OF-VWAS-BALS
Vehicle Wheel & Axle System (Fleet) | OF-VWAS | Type of Vehicle Wheel & Axle System (Fleet) | RRWS | Road/Rail Wheel System | OF-VWAS-RRWS
Vehicle Wheel & Axle System (Fleet) | OF-VWAS | Type of Vehicle Wheel & Axle System (Fleet) | SUSS | Suspension System (Fleet) | OF-VWAS-SUSS
Water & Sanitary System (Fleet) | OF-WASS | Type of Water & Sanitary System (Fleet) | WSLZ | Water and Sanitary System (Fleet) Component, L4 TMC | OF-WASS-WSLZ
Water & Sanitary System (Fleet) | OF-WASS | Type of Water & Sanitary System (Fleet) | BSYS | Bilge System | OF-WASS-BSYS
Water & Sanitary System (Fleet) | OF-WASS | Type of Water & Sanitary System (Fleet) | SANS | Sanitary System (Fleet) | OF-WASS-SANS
Water & Sanitary System (Fleet) | OF-WASS | Type of Water & Sanitary System (Fleet) | WTRS | Water System (Fleet) | OF-WASS-WTRS
Longitudinal Pavement Marking | PK-PMKL | Type of Longitudinal Pavement Marking | LONG | Longitudinal | PK-PMKL-LONG
Longitudinal Pavement Marking | PK-PMKL | Type of Longitudinal Pavement Marking | MEDI | Median | PK-PMKL-MEDI
Longitudinal Pavement Marking | PK-PMKL | Type of Longitudinal Pavement Marking | DLNE | Dividing Line | PK-PMKL-DLNE
Longitudinal Pavement Marking | PK-PMKL | Type of Longitudinal Pavement Marking | ELNE | Edge Line | PK-PMKL-ELNE
Longitudinal Pavement Marking | PK-PMKL | Type of Longitudinal Pavement Marking | LLNE | Lane Line | PK-PMKL-LLNE
Longitudinal Pavement Marking | PK-PMKL | Type of Longitudinal Pavement Marking | RPMA | Raised Pavement Marking | PK-PMKL-RPMA
Symbolic Pavement Marking | PK-PMKS | Type of Symbolic Pavement Marking | ARRO | Arrows | PK-PMKS-ARRO
Symbolic Pavement Marking | PK-PMKS | Type of Symbolic Pavement Marking | HLDG | Holding Line | PK-PMKS-HLDG
Symbolic Pavement Marking | PK-PMKS | Type of Symbolic Pavement Marking | KCLR | Keep Clear Line | PK-PMKS-KCLR
Symbolic Pavement Marking | PK-PMKS | Type of Symbolic Pavement Marking | STPL | Stop Line | PK-PMKS-STPL
Symbolic Pavement Marking | PK-PMKS | Type of Symbolic Pavement Marking | SCMA | School Markers | PK-PMKS-SCMA
Symbolic Pavement Marking | PK-PMKS | Type of Symbolic Pavement Marking | TXSY | Text and Symbol | PK-PMKS-TXSY
Battery | PO-BATT | Type of Battery | CMSB | Condition Monitoring System - Battery | PO-BATT-CMSB
Battery | PO-BATT | Type of Battery | CNSB | Communications Network Backbone System - Battery | PO-BATT-CNSB
Battery | PO-BATT | Type of Battery | ESEB | Electrical Substation Equipment - Battery | PO-BATT-ESEB
Battery | PO-BATT | Type of Battery | LVBA | LV Power & Lighting System - Battery | PO-BATT-LVBA
Battery | PO-BATT | Type of Battery | UPSB | Uninterruptible Power Supply - Battery | PO-BATT-UPSB
Battery | PO-BATT | Type of Battery | WSYB | Wireless System - Battery | PO-BATT-WSYB
Circuit Breaker | PO-CBKR | Type of Circuit Breaker | ACCB | AC Circuit Breaker | PO-CBKR-ACCB
Circuit Breaker | PO-CBKR | Type of Circuit Breaker | DCCB | DC Circuit Breaker | PO-CBKR-DCCB
Distribution Board | PO-DBRD | Type of Distribution Board | AVIS | Audio/Visual Information System | PO-DBRD-AVIS
Distribution Board | PO-DBRD | Type of Distribution Board | BUSB | Busbar | PO-DBRD-BUSB
Distribution Board | PO-DBRD | Type of Distribution Board | CNBA | Communications Network Backbone System - AC | PO-DBRD-CNBA
Distribution Board | PO-DBRD | Type of Distribution Board | CSIN | Communications Network Backbone System -Inverter AC | PO-DBRD-CSIN
Distribution Board | PO-DBRD | Type of Distribution Board | LVES | LV Power & Lighting System - Essential | PO-DBRD-LVES
Distribution Board | PO-DBRD | Type of Distribution Board | LVMA | LV Power & Lighting System - Main | PO-DBRD-LVMA
Distribution Board | PO-DBRD | Type of Distribution Board | LVNO | LV Power & Lighting System - Normal | PO-DBRD-LVNO
Distribution Board | PO-DBRD | Type of Distribution Board | LVSB | LV Power & Lighting System - Sub | PO-DBRD-LVSB
Distribution System | PO-DSYS | Type of Distribution System | HVDS | HV Distribution System | PO-DSYS-HVDS
Distribution System | PO-DSYS | Type of Distribution System | LVDS | LV Distribution System | PO-DSYS-LVDS
Distribution System | PO-DSYS | Type of Distribution System | TPDS | Traction Power Distribution System | PO-DSYS-TPDS
Distribution System | PO-DSYS | Type of Distribution System | DBLZ | Distribution System Component, L4 TMC | PO-DSYS-DBLZ
Enclosure | PO-ELEN | Type of Enclosure | CCAB | CSR Cabinet | PO-ELEN-CCAB
Enclosure | PO-ELEN | Type of Enclosure | CMEQ | Condition Monitoring Systems - Enclosure Box | PO-ELEN-CMEQ
Enclosure | PO-ELEN | Type of Enclosure | EBLK | Electronic Bulkhead | PO-ELEN-EBLK
Enclosure | PO-ELEN | Type of Enclosure | ELCA | Electrical Equipment Cabinet | PO-ELEN-ELCA
Enclosure | PO-ELEN | Type of Enclosure | ESEQ | Electrical Substation Equipment - Enclosure | PO-ELEN-ESEQ
Enclosure | PO-ELEN | Type of Enclosure | GTSC | Ground Traction Supply Cubicle | PO-ELEN-GTSC
Enclosure | PO-ELEN | Type of Enclosure | HENC | Station Hub - Enclosure | PO-ELEN-HENC
Enclosure | PO-ELEN | Type of Enclosure | JBXB | Junction Box Board | PO-ELEN-JBXB
Enclosure | PO-ELEN | Type of Enclosure | RSEQ | Rail Signalling Equipment - Enclosure | PO-ELEN-RSEQ
Enclosure | PO-ELEN | Type of Enclosure | RTEQ | Road Traffic Control Systems - Enclosure | PO-ELEN-RTEQ
Enclosure | PO-ELEN | Type of Enclosure | SBOX | Selection Box | PO-ELEN-SBOX
Enclosure | PO-ELEN | Type of Enclosure | SHBX | Shutter Box | PO-ELEN-SHBX
Earthing System | PO-ERTH | Type of Earthing System | EADP | Earth Dispatcher | PO-ERTH-EADP
Earthing System | PO-ERTH | Type of Earthing System | EAEL | Earth Electrode | PO-ERTH-EAEL
Earthing System | PO-ERTH | Type of Earthing System | ESEE | Electrical Substation Equipment | PO-ERTH-ESEE
Earthing System | PO-ERTH | Type of Earthing System | ESHD | HV Distribution | PO-ERTH-ESHD
Earthing System | PO-ERTH | Type of Earthing System | ESLP | LV Power & Lighting System | PO-ERTH-ESLP
Earthing System | PO-ERTH | Type of Earthing System | EBAR | Earth Bar | PO-ERTH-EBAR
EV Charging Station | PO-EVCH | Type of EV Charging Station | FTCH | Level 4 Fast Charge (up to 350kW) | PO-EVCH-FTCH
EV Charging Station | PO-EVCH | Type of EV Charging Station | FTPH | Level 3 Fast - Three Phase (up to 22kW) | PO-EVCH-FTPH
EV Charging Station | PO-EVCH | Type of EV Charging Station | SLSP | Level 2 Slow - Single Phase (up to 7kW) | PO-EVCH-SLSP
EV Charging Station | PO-EVCH | Type of EV Charging Station | VSSP | Level 1 - Single Phase (up to 3.7kW) | PO-EVCH-VSSP
Feeder System | PO-FSYS | Type of Feeder System | AUXF | Auxiliary Feeder - Overhead & Trackside Traction | PO-FSYS-AUXF
Feeder System | PO-FSYS | Type of Feeder System | CFDR | Comms Feeder | PO-FSYS-CFDR
Feeder System | PO-FSYS | Type of Feeder System | HFDR | HV Feeder | PO-FSYS-HFDR
Feeder System | PO-FSYS | Type of Feeder System | LFDR | LV Feeder | PO-FSYS-LFDR
Generator | PO-GENR | Type of Generator | AXGE | Aux Generator | PO-GENR-AXGE
Generator | PO-GENR | Type of Generator | GNMN | Main Generator | PO-GENR-GNMN
Overhead Wiring System | PO-OWSY | Type of Overhead Wiring System | OHWA | Overhead Wiring-Attachment Point | PO-OWSY-OHWA
Overhead Wiring System | PO-OWSY | Type of Overhead Wiring System | OHWG | Overhead Wiring | PO-OWSY-OHWG
Overhead Wiring System | PO-OWSY | Type of Overhead Wiring System | OHWR | Overhead Wiring Run | PO-OWSY-OHWR
Power Correction & Regulation | PO-POCP | Type of Power Correction & Regulation | EBEB | Electrolysis Bond | PO-POCP-EBEB
Power Correction & Regulation | PO-POCP | Type of Power Correction & Regulation | EBRK | Electric Braking | PO-POCP-EBRK
Power Correction & Regulation | PO-POCP | Type of Power Correction & Regulation | HFIL | Harmonic Filter | PO-POCP-HFIL
Power Correction & Regulation | PO-POCP | Type of Power Correction & Regulation | ISOL | Isolator | PO-POCP-ISOL
Power Correction & Regulation | PO-POCP | Type of Power Correction & Regulation | LFED | Leeky Feeder | PO-POCP-LFED
Power Correction & Regulation | PO-POCP | Type of Power Correction & Regulation | NEGR | Negative Reactor | PO-POCP-NEGR
Power Correction & Regulation | PO-POCP | Type of Power Correction & Regulation | NERE | Neutral Earth Resistor | PO-POCP-NERE
Power Correction & Regulation | PO-POCP | Type of Power Correction & Regulation | PCRT | Power Correction | PO-POCP-PCRT
Power Correction & Regulation | PO-POCP | Type of Power Correction & Regulation | PFCU | Power Factor Correction Unit | PO-POCP-PFCU
Power Correction & Regulation | PO-POCP | Type of Power Correction & Regulation | PINV | Power Inverter | PO-POCP-PINV
Power Correction & Regulation | PO-POCP | Type of Power Correction & Regulation | PROT | Protection Equipment | PO-POCP-PROT
Power Correction & Regulation | PO-POCP | Type of Power Correction & Regulation | PWCT | Power Controller | PO-POCP-PWCT
Power Correction & Regulation | PO-POCP | Type of Power Correction & Regulation | PWCV | Power Converter | PO-POCP-PWCV
Power Correction & Regulation | PO-POCP | Type of Power Correction & Regulation | RECO | Rail Earth Contactor | PO-POCP-RECO
Power Correction & Regulation | PO-POCP | Type of Power Correction & Regulation | RECT | Rectifier | PO-POCP-RECT
Power Correction & Regulation | PO-POCP | Type of Power Correction & Regulation | REGL | Regulator | PO-POCP-REGL
Power Correction & Regulation | PO-POCP | Type of Power Correction & Regulation | SBDE | Structure Bonding Equipment | PO-POCP-SBDE
Power Correction & Regulation | PO-POCP | Type of Power Correction & Regulation | SFLT | Surge Filter | PO-POCP-SFLT
Power Correction & Regulation | PO-POCP | Type of Power Correction & Regulation | VLDE | Voltage Limiting Device | PO-POCP-VLDE
Power Correction & Regulation | PO-POCP | Type of Power Correction & Regulation | WAYS | Wayside Energy Dissipation Resistor | PO-POCP-WAYS
Power Supply System | PO-POSS | Type of Power Supply System | BMPS | Network & Building Management Systems-Power Supply | PO-POSS-BMPS
Power Supply System | PO-POSS | Type of Power Supply System | CMSP | Condition Monitoring Systems-Power Supply | PO-POSS-CMSP
Power Supply System | PO-POSS | Type of Power Supply System | LILP | LV Power & Lighting Systems-LV Power System | PO-POSS-LILP
Power Supply System | PO-POSS | Type of Power Supply System | LIPS | LV Power & Lighting Systems-Power Supply | PO-POSS-LIPS
Power Supply System | PO-POSS | Type of Power Supply System | LISP | LV Power & Lighting Systems-Shore Power System | PO-POSS-LISP
Power Supply System | PO-POSS | Type of Power Supply System | LISS | LV Power & Lighting Systems-Power Supply System | PO-POSS-LISS
Power Supply System | PO-POSS | Type of Power Supply System | PSRS | Rail Signalling-Power Supply | PO-POSS-PSRS
Power Supply System | PO-POSS | Type of Power Supply System | RCPS | Rail Control Systems-Power Supply | PO-POSS-RCPS
Power Supply System | PO-POSS | Type of Power Supply System | VIPD | Audio/Visual Information Systems-Power Distribution Unit | PO-POSS-VIPD
Power Supply System | PO-POSS | Type of Power Supply System | VIPS | Audio/Visual Information Systems-Power Supply | PO-POSS-VIPS
Power Supply System | PO-POSS | Type of Power Supply System | WSPS | Wireless Systems-Power Supply | PO-POSS-WSPS
Power Supply System | PO-POSS | Type of Power Supply System | POLZ | Power Supply Component, L4 TMC | PO-POSS-POLZ
Power Switch | PO-POSW | Type of Power Switch | ABSW | Air Break Switch | PO-POSW-ABSW
Power Switch | PO-POSW | Type of Power Switch | ATSW | Automatic Transfer Switch | PO-POSW-ATSW
Power Switch | PO-POSW | Type of Power Switch | CHGO | Changeover Panel | PO-POSW-CHGO
Power Switch | PO-POSW | Type of Power Switch | OTSW | Overhead & Trackside Traction Switch | PO-POSW-OTSW
Power Switch | PO-POSW | Type of Power Switch | RMUN | Ring Main Unit (CB) | PO-POSW-RMUN
Power Switch | PO-POSW | Type of Power Switch | SMSB | Supply Main Switch Board | PO-POSW-SMSB
Power Switch | PO-POSW | Type of Power Switch | SWAR | AC Ring Main Switch | PO-POSW-SWAR
Power Switch | PO-POSW | Type of Power Switch | SWDI | DC Isolating Switch | PO-POSW-SWDI
Power Switch | PO-POSW | Type of Power Switch | SWDR | DC Isolating & Rail Connecting Switch | PO-POSW-SWDR
Photovoltaic System Component | PO-PVSY | Type of Photovoltaic System Component | SPNL | Solar Panel | PO-PVSY-SPNL
Photovoltaic System Component | PO-PVSY | Type of Photovoltaic System Component | SOLC | Solar Collector | PO-PVSY-SOLC
Photovoltaic System Component | PO-PVSY | Type of Photovoltaic System Component | SOLI | Solar Inverter | PO-PVSY-SOLI
Transformer | PO-TRAN | Type of Transformer | TFAU | Auxiliary - Transformer | PO-TRAN-TFAU
Transformer | PO-TRAN | Type of Transformer | TFAV | Audio/Visual System - Transformer | PO-TRAN-TFAV
Transformer | PO-TRAN | Type of Transformer | TFCT | CT - Transformer | PO-TRAN-TFCT
Transformer | PO-TRAN | Type of Transformer | TFDI | Distribution - Transformer | PO-TRAN-TFDI
Transformer | PO-TRAN | Type of Transformer | TFIS | Isolating - Transformer | PO-TRAN-TFIS
Transformer | PO-TRAN | Type of Transformer | TFPO | Power - Transformer | PO-TRAN-TFPO
Transformer | PO-TRAN | Type of Transformer | TFRC | Rectiformer - Transformer | PO-TRAN-TFRC
Transformer | PO-TRAN | Type of Transformer | TFRE | Rectifier - Transformer | PO-TRAN-TFRE
Transformer | PO-TRAN | Type of Transformer | TFVT | VT - Transformer | PO-TRAN-TFVT
Pavement | PV-PVMT | Type of Pavement | BRID | Bridge | PV-PVMT-BRID
Pavement | PV-PVMT | Type of Pavement | FLEX | Flexible | PV-PVMT-FLEX
Pavement | PV-PVMT | Type of Pavement | RIGI | Rigid | PV-PVMT-RIGI
Rotables Spare | RA-RSPR | Type of Rotables Spare | BATM | Battery Module | RA-RSPR-BATM
Rotables Spare | RA-RSPR | Type of Rotables Spare | BGMC | Motor Car Bogie | RA-RSPR-BGMC
Rotables Spare | RA-RSPR | Type of Rotables Spare | BGTC | Trailer Car Bogie | RA-RSPR-BGTC
Rotables Spare | RA-RSPR | Type of Rotables Spare | ENAD | Engine (Aux) - Diesel | RA-RSPR-ENAD
Rotables Spare | RA-RSPR | Type of Rotables Spare | ENDI | Engine (Diesel) | RA-RSPR-ENDI
Rotables Spare | RA-RSPR | Type of Rotables Spare | ENGA | Engine (Aux) | RA-RSPR-ENGA
Rotables Spare | RA-RSPR | Type of Rotables Spare | ENGN | Engine | RA-RSPR-ENGN
Rotables Spare | RA-RSPR | Type of Rotables Spare | GBOX | Gearbox | RA-RSPR-GBOX
Rotables Spare | RA-RSPR | Type of Rotables Spare | MTHY | Hydraulic Motor | RA-RSPR-MTHY
Rotables Spare | RA-RSPR | Type of Rotables Spare | MTST | Starter Motor | RA-RSPR-MTST
Rotables Spare | RA-RSPR | Type of Rotables Spare | MTTR | Traction Motor | RA-RSPR-MTTR
Rotables Spare | RA-RSPR | Type of Rotables Spare | PNTO | Pantograph | RA-RSPR-PNTO
Link Carriageway | RO-CWAY | Type of Link Carriageway | AROD | Road Station/ Stop Access | RO-CWAY-AROD
Link Carriageway | RO-CWAY | Type of Link Carriageway | LROD | Local Road | RO-CWAY-LROD
Link Carriageway | RO-CWAY | Type of Link Carriageway | RROD | Regional Road | RO-CWAY-RROD
Link Carriageway | RO-CWAY | Type of Link Carriageway | SROD | State Road | RO-CWAY-SROD
Median | RO-MEDN | Type of Median | INTI | Intersection Island | RO-MEDN-INTI
Median | RO-MEDN | Type of Median | KBLS | Kerb Blister | RO-MEDN-KBLS
Median | RO-MEDN | Type of Median | MDCR | Median Crossover | RO-MEDN-MDCR
Median | RO-MEDN | Type of Median | ROUN | Roundabout | RO-MEDN-ROUN
Pathway | RO-PWAY | Type of Pathway | CYWY | Cycleway | RO-PWAY-CYWY
Pathway | RO-PWAY | Type of Pathway | FOOT | Footpath | RO-PWAY-FOOT
Pathway | RO-PWAY | Type of Pathway | OFRP | Off Road | RO-PWAY-OFRP
Pathway | RO-PWAY | Type of Pathway | ONRP | On Road | RO-PWAY-ONRP
Pathway | RO-PWAY | Type of Pathway | SEPA | Separated | RO-PWAY-SEPA
Pathway | RO-PWAY | Type of Pathway | SHAR | Shared | RO-PWAY-SHAR
Safety Ramp | RO-SRMP | Type of Safety Ramp | ARBD | Arrestor bed | RO-SRMP-ARBD
Safety Ramp | RO-SRMP | Type of Safety Ramp | SFRP | Safety Ramp | RO-SRMP-SFRP
Breakwater Feature | RS-BREF | Type of Breakwater Feature | BRPT | Breakwater Path | RS-BREF-BRPT
Breakwater Feature | RS-BREF | Type of Breakwater Feature | BRHD | Breakwater Head | RS-BREF-BRHD
Breakwater Feature | RS-BREF | Type of Breakwater Feature | BRTK | Breakwater Trunk | RS-BREF-BRTK
Retaining Wall System | RS-RTWS | Type of Retaining Wall System | RVTM | Revetment | RS-RTWS-RVTM
Retaining Wall System | RS-RTWS | Type of Retaining Wall System | BREA | Breakwater | RS-RTWS-BREA
Retaining Wall System | RS-RTWS | Type of Retaining Wall System | HWAL | Harbour Wall | RS-RTWS-HWAL
Retaining Wall System | RS-RTWS | Type of Retaining Wall System | PLTW | Platform Wall | RS-RTWS-PLTW
Retaining Wall System | RS-RTWS | Type of Retaining Wall System | RETW | Retaining Wall | RS-RTWS-RETW
Retaining Wall System | RS-RTWS | Type of Retaining Wall System | RKGY | Rock Groyne | RS-RTWS-RKGY
Retaining Wall System | RS-RTWS | Type of Retaining Wall System | TNWL | Training Wall | RS-RTWS-TNWL
Software Platform | SO-SFPL | Type of Software Platform | SSYS | Source System | SO-SFPL-SSYS
Software Platform | SO-SFPL | Type of Software Platform | GEOS | Geospatial | SO-SFPL-GEOS
Software Platform | SO-SFPL | Type of Software Platform | STRG | Strategic | SO-SFPL-STRG
Tooling | SO-TOOL | Type of Tooling | APIG | API Gateway | SO-TOOL-APIG
Tooling | SO-TOOL | Type of Tooling | DATP | Data Pattern | SO-TOOL-DATP
Tooling | SO-TOOL | Type of Tooling | INGP | Ingestion Pipeline | SO-TOOL-INGP
Corridor Services Route System | SR-CSRS | Type of Corridor Services Route System | CSRB | Services Route-Buried | SR-CSRS-CSRB
Corridor Services Route System | SR-CSRS | Type of Corridor Services Route System | CSRT | Services Route-GLT/GST | SR-CSRS-CSRT
Corridor Services Route System | SR-CSRS | Type of Corridor Services Route System | ULXG | Services Route-Under Line Xing | SR-CSRS-ULXG
Junction Box | SR-JTBX | Type of Junction Box | SJBX | Services Junction Box | SR-JTBX-SJBX
Junction Box | SR-JTBX | Type of Junction Box | TBOX | Traction Junction Box | SR-JTBX-TBOX
Trench & Pit System | SR-TPIT | Type of Trench & Pit System | CAPI | Cable Pit | SR-TPIT-CAPI
Trench & Pit System | SR-TPIT | Type of Trench & Pit System | PTCV | Pit Cover | SR-TPIT-PTCV
Trench & Pit System | SR-TPIT | Type of Trench & Pit System | DRPI | Drainage Pit | SR-TPIT-DRPI
Trench & Pit System | SR-TPIT | Type of Trench & Pit System | INPI | Inspection Pit | SR-TPIT-INPI
Access and Safety Systems | SS-AASS | Type of Access and Safety Systems | ALAD | Access Ladder | SS-AASS-ALAD
Access and Safety Systems | SS-AASS | Type of Access and Safety Systems | AMNO | Access Monorail | SS-AASS-AMNO
Access and Safety Systems | SS-AASS | Type of Access and Safety Systems | RWLK | Roof Walkway | SS-AASS-RWLK
Access and Safety Systems | SS-AASS | Type of Access and Safety Systems | LADC | Ladder Cage | SS-AASS-LADC
Access and Safety Systems | SS-AASS | Type of Access and Safety Systems | STLN | Static Line | SS-AASS-STLN
Access and Safety Systems | SS-AASS | Type of Access and Safety Systems | RAPN | Roof Anchor Point | SS-AASS-RAPN
Access and Safety Systems | SS-AASS | Type of Access and Safety Systems | FLAR | Fall Arrest | SS-AASS-FLAR
Access and Safety Systems | SS-AASS | Type of Access and Safety Systems | CRCG | Carrier Change | SS-AASS-CRCG
Access and Safety Systems | SS-AASS | Type of Access and Safety Systems | LWLF | Latchway Lifeline | SS-AASS-LWLF
Access and Safety Systems | SS-AASS | Type of Access and Safety Systems | LWTR | Latchway Trolley | SS-AASS-LWTR
Substructure Elements | SS-SBEL | Type of Substructure Elements | PILE | Pile | SS-SBEL-PILE
Substructure Elements | SS-SBEL | Type of Substructure Elements | PDFT | Pad Footing | SS-SBEL-PDFT
Substructure Elements | SS-SBEL | Type of Substructure Elements | SBSL | Substructure Slab | SS-SBEL-SBSL
Substructure Elements | SS-SBEL | Type of Substructure Elements | PLCP | Pile Cap | SS-SBEL-PLCP
Substructure Elements | SS-SBEL | Type of Substructure Elements | SBCL | Substructure Column | SS-SBEL-SBCL
Substructure Elements | SS-SBEL | Type of Substructure Elements | WGWL | Wingwall | SS-SBEL-WGWL
Substructure Elements | SS-SBEL | Type of Substructure Elements | HDSK | Headstock | SS-SBEL-HDSK
Structural Frame System | SS-STFS | Type of Structural Frame System | HSTD | Hardstand | SS-STFS-HSTD
Structural Frame System | SS-STFS | Type of Structural Frame System | PLTH | Plinth | SS-STFS-PLTH
Structural Frame System | SS-STFS | Type of Structural Frame System | STDK | Structural Deck | SS-STFS-STDK
Structural Protection System | SS-STPY | Type of Structural Protection System | CHEM | Chemical Protection System | SS-STPY-CHEM
Structural Protection System | SS-STPY | Type of Structural Protection System | CMPS | Cathodic Protection System | SS-STPY-CMPS
Structural Protection System | SS-STPY | Type of Structural Protection System | MPSY | Mechanical Protection System | SS-STPY-MPSY
Structural Protection System | SS-STPY | Type of Structural Protection System | SEIS | Seismic Protection System | SS-STPY-SEIS
Structural Protection System | SS-STPY | Type of Structural Protection System | WPSY | Waterproofing System | SS-STPY-WPSY
Structural Protection System | SS-STPY | Type of Structural Protection System | BATP | Batter Protection | SS-STPY-BATP
Structural Protection System | SS-STPY | Type of Structural Protection System | PNTP | Paint Protection | SS-STPY-PNTP
Stair Structure | SS-STRS | Type of Stair Structure | ACST | Access Stairs | SS-STRS-ACST
Stair Structure | SS-STRS | Type of Stair Structure | FIST | Fire Stairs | SS-STRS-FIST
Stair Structure | SS-STRS | Type of Stair Structure | TPST | Track to Platform Stairs | SS-STRS-TPST
Stair Structure | SS-STRS | Type of Stair Structure | TRST | Train to Track Stairs | SS-STRS-TRST
Structural Support System | SS-STSS | Type of Structural Support System | FXSU | Fixed Support | SS-STSS-FXSU
Structural Support System | SS-STSS | Type of Structural Support System | HASU | Hanger Support | SS-STSS-HASU
Structural Support System | SS-STSS | Type of Structural Support System | PISU | Pinned Support | SS-STSS-PISU
Structural Support System | SS-STSS | Type of Structural Support System | ROSU | Roller Support | SS-STSS-ROSU
Structural Support System | SS-STSS | Type of Structural Support System | SPSU | Simple Support | SS-STSS-SPSU
Wall Structure | SS-WALL | Type of Wall Structure | GBWL | Gabion Wall | SS-WALL-GBWL
Wall Structure | SS-WALL | Type of Wall Structure | CBWL | Crib Wall | SS-WALL-CBWL
Wall Structure | SS-WALL | Type of Wall Structure | BRWL | Brick Wall | SS-WALL-BRWL
Wall Structure | SS-WALL | Type of Wall Structure | CPWL | Continuous Pile Wall | SS-WALL-CPWL
Wall Structure | SS-WALL | Type of Wall Structure | DSWL | Dry Stone Wall | SS-WALL-DSWL
Wall Structure | SS-WALL | Type of Wall Structure | MBWL | Mass Block Wall | SS-WALL-MBWL
Wall Structure | SS-WALL | Type of Wall Structure | PPWL | Piles and Panel Wall | SS-WALL-PPWL
Wall Structure | SS-WALL | Type of Wall Structure | RCWL | Reinforced Concrete Wall | SS-WALL-RCWL
Wall Structure | SS-WALL | Type of Wall Structure | REWL | Reinforced Earth Wall | SS-WALL-REWL
Wall Structure | SS-WALL | Type of Wall Structure | SPWL | Sheet Pile Wall | SS-WALL-SPWL
Wall Structure | SS-WALL | Type of Wall Structure | TBWL | Timber Wall | SS-WALL-TBWL
Wall Structure | SS-WALL | Type of Wall Structure | GGWL | Geogrid Wall | SS-WALL-GGWL
Wall Structure | SS-WALL | Type of Wall Structure | SMWL | Steel Mesh Rock Wall | SS-WALL-SMWL
Wall Structure | SS-WALL | Type of Wall Structure | GLWL | Glass Wall | SS-WALL-GLWL
Wall Structure Component | SS-WLCP | Type of Wall Structure Component | POST | Post | SS-WLCP-POST
Wall Structure Component | SS-WLCP | Type of Wall Structure Component | PANL | Panel | SS-WLCP-PANL
Camera System | SU-CSYS | Type of Camera System | BCAM | Body Worn Camera | SU-CSYS-BCAM
Camera System | SU-CSYS | Type of Camera System | BPEC | Bus Priority Enforcement Camera | SU-CSYS-BPEC
Camera System | SU-CSYS | Type of Camera System | CCTV | CCTV Camera | SU-CSYS-CCTV
Camera System | SU-CSYS | Type of Camera System | ECSY | Enforcement Camera | SU-CSYS-ECSY
Camera System | SU-CSYS | Type of Camera System | FDSC | Fixed Digital Speed Camera | SU-CSYS-FDSC
Camera System | SU-CSYS | Type of Camera System | OHCC | Over Height Camera | SU-CSYS-OHCC
Camera System | SU-CSYS | Type of Camera System | OLCC | Over Length Camera | SU-CSYS-OLCC
Camera System | SU-CSYS | Type of Camera System | PTPC | Point to Point Camera | SU-CSYS-PTPC
Camera System | SU-CSYS | Type of Camera System | RLSC | Redlight Speed Camera | SU-CSYS-RLSC
Camera System | SU-CSYS | Type of Camera System | SSCC | Security System - Safety Camera | SU-CSYS-SSCC
Camera System | SU-CSYS | Type of Camera System | STCC | Safe T Cam Camera | SU-CSYS-STCC
Camera System | SU-CSYS | Type of Camera System | VECC | Vehicle Emissions Camera | SU-CSYS-VECC
Camera System | SU-CSYS | Type of Camera System | MNCM | Monitoring Camera | SU-CSYS-MNCM
Camera System | SU-CSYS | Type of Camera System | AGSC | Average Speed Camera | SU-CSYS-AGSC
Camera System | SU-CSYS | Type of Camera System | RDLC | Redlight Camera | SU-CSYS-RDLC
Camera System | SU-CSYS | Type of Camera System | HVMC | Heavy Vehicle Management Camera | SU-CSYS-HVMC
Camera System | SU-CSYS | Type of Camera System | ODCM | Over Dimension Camera | SU-CSYS-ODCM
Camera System | SU-CSYS | Type of Camera System | TWCM | T-Way Camera | SU-CSYS-TWCM
Camera System | SU-CSYS | Type of Camera System | MPSB | Mobile Phone Seat Belt Camera | SU-CSYS-MPSB
Camera System | SU-CSYS | Type of Camera System | TOLL | Tolling Camera | SU-CSYS-TOLL
Traffic Control and Surveillance Equipment | SU-TCSE | Type of Traffic Control and Surveillance Equipment | COSG | Closed/Open Signal | SU-TCSE-COSG
Traffic Control and Surveillance Equipment | SU-TCSE | Type of Traffic Control and Surveillance Equipment | ECBT | Emergency Closure Button | SU-TCSE-ECBT
Traffic Control and Surveillance Equipment | SU-TCSE | Type of Traffic Control and Surveillance Equipment | MSGS | Message Selector | SU-TCSE-MSGS
Traffic Site Infrastructure Fixture | SU-TSIF | Type of Traffic Site Infrastructure Fixture | CBSG | Cable Segment | SU-TSIF-CBSG
Traffic Site Infrastructure Fixture | SU-TSIF | Type of Traffic Site Infrastructure Fixture | PHST | Phone Structure | SU-TSIF-PHST
Traffic Site Infrastructure Fixture | SU-TSIF | Type of Traffic Site Infrastructure Fixture | RDPL | Road Plate | SU-TSIF-RDPL
Security Access | SY-SEAC | Type of Security Access | DDLK | Digital Door Lock | SY-SEAC-DDLK
Security Access | SY-SEAC | Type of Security Access | HELP | Help Point | SY-SEAC-HELP
Security Access | SY-SEAC | Type of Security Access | SEAS | Security Access System | SY-SEAC-SEAS
Security Access | SY-SEAC | Type of Security Access | SECA | Access Control System | SY-SEAC-SECA
Security Access | SY-SEAC | Type of Security Access | SECI | Security Intercom System | SY-SEAC-SECI
Security Access | SY-SEAC | Type of Security Access | MDLK | Manual Door Lock | SY-SEAC-MDLK
Security Access | SY-SEAC | Type of Security Access | SIDL | Site ID Label | SY-SEAC-SIDL
Security System | SY-SESY | Type of Security System | SECS | CCTV Security System | SY-SESY-SECS
Security System | SY-SESY | Type of Security System | SPDS | Speed Stiles System | SY-SESY-SPDS
Rail Car | TN-RCAR | Type of Rail Car | AMER | American | TN-RCAR-AMER
Rail Car | TN-RCAR | Type of Rail Car | BUFF | Buffet | TN-RCAR-BUFF
Rail Car | TN-RCAR | Type of Rail Car | COMI | Commissioners | TN-RCAR-COMI
Rail Car | TN-RCAR | Type of Rail Car | DINI | Dining | TN-RCAR-DINI
Rail Car | TN-RCAR | Type of Rail Car | DOBO | Dog Box | TN-RCAR-DOBO
Rail Car | TN-RCAR | Type of Rail Car | ECTR | Electric Control Trailer | TN-RCAR-ECTR
Rail Car | TN-RCAR | Type of Rail Car | ELMO | Electric Motor | TN-RCAR-ELMO
Rail Car | TN-RCAR | Type of Rail Car | ELMP | Composite | TN-RCAR-ELMP
Rail Car | TN-RCAR | Type of Rail Car | ELTR | Electric Trailer | TN-RCAR-ELTR
Rail Car | TN-RCAR | Type of Rail Car | GOVE | Governors | TN-RCAR-GOVE
Rail Car | TN-RCAR | Type of Rail Car | INSR | Instruction | TN-RCAR-INSR
Rail Car | TN-RCAR | Type of Rail Car | ISPE | Inspection | TN-RCAR-ISPE
Rail Car | TN-RCAR | Type of Rail Car | LOUN | Lounge | TN-RCAR-LOUN
Rail Car | TN-RCAR | Type of Rail Car | MIHE | Miscellaneous Heritage | TN-RCAR-MIHE
Rail Car | TN-RCAR | Type of Rail Car | POCA | Power Car | TN-RCAR-POCA
Rail Car | TN-RCAR | Type of Rail Car | PREM | Premiers | TN-RCAR-PREM
Rail Car | TN-RCAR | Type of Rail Car | SITT | Sitting | TN-RCAR-SITT
Rail Car | TN-RCAR | Type of Rail Car | SLEE | Sleeping | TN-RCAR-SLEE
Rail Car | TN-RCAR | Type of Rail Car | TOUR | Tourist | TN-RCAR-TOUR
Rail Van | TN-RVAN | Type of Rail Van | BRAK | Brake | TN-RVAN-BRAK
Rail Van | TN-RVAN | Type of Rail Van | GUAR | Guards | TN-RVAN-GUAR
Rail Van | TN-RVAN | Type of Rail Van | LUGG | Luggage | TN-RVAN-LUGG
Rail Van | TN-RVAN | Type of Rail Van | MAIL | Mail | TN-RVAN-MAIL
Rail Van | TN-RVAN | Type of Rail Van | PRIS | Prison | TN-RVAN-PRIS
Rail Van | TN-RVAN | Type of Rail Van | REFR | Refrigerator | TN-RVAN-REFR
Train Car | TN-TCAR | Type of Train Car | ASCT | ASet-Waratah Ctr Trl | TN-TCAR-ASCT
Train Car | TN-TCAR | Type of Train Car | ASTC | ASet-Waratah Trl+Cmp | TN-TCAR-ASTC
Train Car | TN-TCAR | Type of Train Car | ASWM | ASet-Waratah Mtr | TN-TCAR-ASWM
Train Car | TN-TCAR | Type of Train Car | ASWT | ASet-Waratah Trl | TN-TCAR-ASWT
Train Car | TN-TCAR | Type of Train Car | BSDT | BSet-Waratah Drv Trl | TN-TCAR-BSDT
Train Car | TN-TCAR | Type of Train Car | BSTC | BSet-Waratah Trl+Cmp | TN-TCAR-BSTC
Train Car | TN-TCAR | Type of Train Car | BSWM | BSet-Waratah Mtr | TN-TCAR-BSWM
Train Car | TN-TCAR | Type of Train Car | BSWT | BSet-Waratah Trl | TN-TCAR-BSWT
Train Car | TN-TCAR | Type of Train Car | CSSM | CSet-Suburban Mtr | TN-TCAR-CSSM
Train Car | TN-TCAR | Type of Train Car | CSST | CSet-Suburban Trl | TN-TCAR-CSST
Train Car | TN-TCAR | Type of Train Car | DSAT | DSet-Mariyung Mtr+Accessible Toil | TN-TCAR-DSAT
Train Car | TN-TCAR | Type of Train Car | DSDE | DSet-Mariyung Drv Trl+ETCS | TN-TCAR-DSDE
Train Car | TN-TCAR | Type of Train Car | DSDT | DSet-Mariyung Drv Trl | TN-TCAR-DSDT
Train Car | TN-TCAR | Type of Train Car | DSMA | DSet-Mariyung Trl | TN-TCAR-DSMA
Train Car | TN-TCAR | Type of Train Car | DSMM | DSet-Mariyung Mtr | TN-TCAR-DSMM
Train Car | TN-TCAR | Type of Train Car | DSMO | DSet-Mariyung Mtr+OLTG Sys | TN-TCAR-DSMO
Train Car | TN-TCAR | Type of Train Car | DSMT | DSet-Mariyung Mtr+Toil | TN-TCAR-DSMT
Train Car | TN-TCAR | Type of Train Car | HSCT | HSet-Oscar Ctr Trl | TN-TCAR-HSCT
Train Car | TN-TCAR | Type of Train Car | HSMT | HSet-Oscar Mtr+Toil | TN-TCAR-HSMT
Train Car | TN-TCAR | Type of Train Car | HSOM | HSet-Oscar Mtr | TN-TCAR-HSOM
Train Car | TN-TCAR | Type of Train Car | JSHL | JSet-Hunter HM Lug | TN-TCAR-JSHL
Train Car | TN-TCAR | Type of Train Car | JSHT | JSet-Hunter HMT Toil | TN-TCAR-JSHT
Train Car | TN-TCAR | Type of Train Car | KSSM | KSet-Suburban Mtr | TN-TCAR-KSSM
Train Car | TN-TCAR | Type of Train Car | KSST | KSet-Suburban Trl | TN-TCAR-KSST
Train Car | TN-TCAR | Type of Train Car | MSCT | MSet-Millen Ctr Trl | TN-TCAR-MSCT
Train Car | TN-TCAR | Type of Train Car | MSMM | MSet-Millen Mtr | TN-TCAR-MSMM
Train Car | TN-TCAR | Type of Train Car | MSME | MSet-Metropolis Mtr | TN-TCAR-MSME
Train Car | TN-TCAR | Type of Train Car | MSMP | MSet-Metropolis Mtr+Pan | TN-TCAR-MSMP
Train Car | TN-TCAR | Type of Train Car | MSMT | MSet-Metropolis Trl | TN-TCAR-MSMT
Train Car | TN-TCAR | Type of Train Car | NSLL | NSet-Endvr LE Lug | TN-TCAR-NSLL
Train Car | TN-TCAR | Type of Train Car | NSTT | NSet-Endvr TE Toil | TN-TCAR-NSTT
Train Car | TN-TCAR | Type of Train Car | PSEB | PSet-Xplorer EA Buf | TN-TCAR-PSEB
Train Car | TN-TCAR | Type of Train Car | PSEI | PSet-Xplorer EB Int | TN-TCAR-PSEI
Train Car | TN-TCAR | Type of Train Car | PSEL | PSet-Xplorer EC Lug | TN-TCAR-PSEL
Train Car | TN-TCAR | Type of Train Car | RSDA | RSet-Long Regional Driver A (Prem Class) | TN-TCAR-RSDA
Train Car | TN-TCAR | Type of Train Car | RSDB | RSet-Long Regional Driver B (Std Class & Luggage) | TN-TCAR-RSDB
Train Car | TN-TCAR | Type of Train Car | RSIA | RSet-Long Regional Intermediate A (Prem Class) | TN-TCAR-RSIA
Train Car | TN-TCAR | Type of Train Car | RSIB | RSet-Long Regional Intermediate B (Prem Class & Buffet) | TN-TCAR-RSIB
Train Car | TN-TCAR | Type of Train Car | RSIC | RSet-Long Regional Intermediate C (Std Class w/ Accessible Seats) | TN-TCAR-RSIC
Train Car | TN-TCAR | Type of Train Car | RSID | RSet-Long Regional Intermediate D (Std Class) | TN-TCAR-RSID
Train Car | TN-TCAR | Type of Train Car | RSII | RSet-Short Intercity Intermediate (Std Class) | TN-TCAR-RSII
Train Car | TN-TCAR | Type of Train Car | RSRA | RSet-Short Regional Driver A (Prem Class) | TN-TCAR-RSRA
Train Car | TN-TCAR | Type of Train Car | RSRB | RSet-Short Regional Driver B (Std Class) | TN-TCAR-RSRB
Train Car | TN-TCAR | Type of Train Car | RSSA | RSet-Short Intercity Driver A (Std Class) | TN-TCAR-RSSA
Train Car | TN-TCAR | Type of Train Car | RSSB | RSet-Short Intercity Driver B (Std Class) | TN-TCAR-RSSB
Train Car | TN-TCAR | Type of Train Car | RSSI | RSet-Short Regional Intermediate (Prem/Std Class & Buffet) | TN-TCAR-RSSI
Train Car | TN-TCAR | Type of Train Car | SSSM | SSet-Suburban Mtr | TN-TCAR-SSSM
Train Car | TN-TCAR | Type of Train Car | SSST | SSet-Suburban Trl | TN-TCAR-SSST
Train Car | TN-TCAR | Type of Train Car | TSCM | VSet-Inter Chppr Mtr | TN-TCAR-TSCM
Train Car | TN-TCAR | Type of Train Car | TSCT | TSet-Tangara Ctr Trl | TN-TCAR-TSCT
Train Car | TN-TCAR | Type of Train Car | TSTA | TSet-Tangara Mtr | TN-TCAR-TSTA
Train Car | TN-TCAR | Type of Train Car | VSIM | VSet-Inter Mtr | TN-TCAR-VSIM
Train Car | TN-TCAR | Type of Train Car | VSIT | VSet-Inter Trl | TN-TCAR-VSIT
Train Car | TN-TCAR | Type of Train Car | XSBT | XSet-XPT XBR Buf Trl | TN-TCAR-XSBT
Train Car | TN-TCAR | Type of Train Car | XSDT | XSet-XPT XL Dlxe Trl | TN-TCAR-XSDT
Train Car | TN-TCAR | Type of Train Car | XSET | XSet-XPT XF Econ Trl | TN-TCAR-XSET
Train Car | TN-TCAR | Type of Train Car | XSGT | XSet-XPT XFH Gds Trl | TN-TCAR-XSGT
Train Car | TN-TCAR | Type of Train Car | XSST | XSet-XPT XAM Slp Trl | TN-TCAR-XSST
Train Car | TN-TCAR | Type of Train Car | XSXP | XSet-XPT Power | TN-TCAR-XSXP
Train Set | TN-TSET | Type of Train Set | MSEM | Train MSet-Millennium | TN-TSET-MSEM
Train Set | TN-TSET | Type of Train Set | TASW | Train ASet-Waratah | TN-TSET-TASW
Train Set | TN-TSET | Type of Train Set | TBSW | Train BSet-Waratah Series2 | TN-TSET-TBSW
Train Set | TN-TSET | Type of Train Set | TCSB | Train CSet-Sub Suburban | TN-TSET-TCSB
Train Set | TN-TSET | Type of Train Set | TDSM | Train DSet-Mariyung | TN-TSET-TDSM
Train Set | TN-TSET | Type of Train Set | THSO | Train HSet-Oscar | TN-TSET-THSO
Train Set | TN-TSET | Type of Train Set | TJSH | Train JSet-Hunter | TN-TSET-TJSH
Train Set | TN-TSET | Type of Train Set | TKSS | Train KSet-Suburban | TN-TSET-TKSS
Train Set | TN-TSET | Type of Train Set | TMST | Train MSet-Metropolis | TN-TSET-TMST
Train Set | TN-TSET | Type of Train Set | TNSE | Train NSet-Endeavour | TN-TSET-TNSE
Train Set | TN-TSET | Type of Train Set | TRSR | Train RSet-Regional | TN-TSET-TRSR
Train Set | TN-TSET | Type of Train Set | TRSX | Train PSet-Xplorer | TN-TSET-TRSX
Train Set | TN-TSET | Type of Train Set | TSSS | Train SSet-Sub(Camshaft) | TN-TSET-TSSS
Train Set | TN-TSET | Type of Train Set | TTST | Train-TSet-Tangara | TN-TSET-TTST
Train Set | TN-TSET | Type of Train Set | TVSI | Train VSet-Intercity | TN-TSET-TVSI
Train Set | TN-TSET | Type of Train Set | TXSX | Train XSet-XPT | TN-TSET-TXSX
Train Set | TN-TSET | Type of Train Set | TYSI | Train YSet-Intercity | TN-TSET-TYSI
Buffer Stop | TR-BUFS | Type of Buffer Stop | FIXE | Fixed Train Arrestor | TR-BUFS-FIXE
Buffer Stop | TR-BUFS | Type of Buffer Stop | FRIC | Friction Train Arrestor | TR-BUFS-FRIC
Buffer Stop | TR-BUFS | Type of Buffer Stop | HYDR | Hydraulic Train Arrestor | TR-BUFS-HYDR
Catch Point | TR-CPNT | Type of Catch Point | CPML | Catch Point - Mainline | TR-CPNT-CPML
Catch Point | TR-CPNT | Type of Catch Point | CPSD | Catch Point - Siding | TR-CPNT-CPSD
Derailer | TR-DERL | Type of Derailer | PORT | Portable Derailer | TR-DERL-PORT
Derailer | TR-DERL | Type of Derailer | PWRD | Powered | TR-DERL-PWRD
Derailer | TR-DERL | Type of Derailer | SRAL | Split Rail | TR-DERL-SRAL
Derailer | TR-DERL | Type of Derailer | WEDG | Wedge | TR-DERL-WEDG
Diamond | TR-DIAM | Type of Diamond | DMML | Diamond - Mainline | TR-DIAM-DMML
Diamond | TR-DIAM | Type of Diamond | DMSD | Diamond - Siding | TR-DIAM-DMSD
Double Slip | TR-DSLP | Type of Double Slip | DSML | Double Slip - Mainline | TR-DSLP-DSML
Double Slip | TR-DSLP | Type of Double Slip | DSSD | Double Slip - Siding | TR-DSLP-DSSD
Rail Friction Modifier | TR-RFMD | Type of Rail Friction Modifier | GFRL | Gauge Face Rail Lubricator | TR-RFMD-GFRL
Rail Friction Modifier | TR-RFMD | Type of Rail Friction Modifier | TRFM | Top of Rail Friction Modifier | TR-RFMD-TRFM
Single Slip | TR-SSLP | Type of Single Slip | SSML | Single Slip - Mainline | TR-SSLP-SSML
Single Slip | TR-SSLP | Type of Single Slip | SSSD | Single Slip - Siding | TR-SSLP-SSSD
Turnout | TR-TOUT | Type of Turnout | TOML | Turnout - Mainline | TR-TOUT-TOML
Turnout | TR-TOUT | Type of Turnout | TOSD | Turnout - Siding | TR-TOUT-TOSD
Track | TR-TRAK | Type of Track | TRML | Track - Mainline | TR-TRAK-TRML
Track | TR-TRAK | Type of Track | TRSD | Track - Siding | TR-TRAK-TRSD
Track | TR-TRAK | Type of Track | TRXO | Track - Crossover | TR-TRAK-TRXO
Track Slab | TR-TRSL | Type of Track Slab | BASE | Base slab with top (infill) slab | TR-TRSL-BASE
Track Slab | TR-TRSL | Type of Track Slab | DIRE | Direct fixation track and ballasted track | TR-TRSL-DIRE
Track Slab | TR-TRSL | Type of Track Slab | FLSB | Floating slab | TR-TRSL-FLSB
Track Slab | TR-TRSL | Type of Track Slab | SGSB | Single slab | TR-TRSL-SGSB
Track Signage | TR-TRSN | Type of Track Signage | PCMA | Car Marker | TR-TRSN-PCMA
Track Signage | TR-TRSN | Type of Track Signage | TSEC | Clearance Marker | TR-TRSN-TSEC
Track Signage | TR-TRSN | Type of Track Signage | TSSP | Perm Speed Board | TR-TRSN-TSSP
Cavern | TU-CERN | Type of Cavern | CAST | Station | TU-CERN-CAST
Cavern | TU-CERN | Type of Cavern | CROV | Crossover | TU-CERN-CROV
Cavern | TU-CERN | Type of Cavern | RENC | Rail Enclosure | TU-CERN-RENC
Structural Lining System | TU-STLI | Type of Structural Lining System | ANCH | Anchors | TU-STLI-ANCH
Structural Lining System | TU-STLI | Type of Structural Lining System | CALI | Concrete Arch Lining | TU-STLI-CALI
Structural Lining System | TU-STLI | Type of Structural Lining System | JOIN | Joints | TU-STLI-JOIN
Structural Lining System | TU-STLI | Type of Structural Lining System | LIMT | IMT | TU-STLI-LIMT
Structural Lining System | TU-STLI | Type of Structural Lining System | SCSL | Shotcrete & Concrete Slab | TU-STLI-SCSL
Structural Lining System | TU-STLI | Type of Structural Lining System | WATE | Waterproofing | TU-STLI-WATE
Tunnel | TU-TUNL | Type of Tunnel | CACT | Cut and Cover Tunnel | TU-TUNL-CACT
Tunnel | TU-TUNL | Type of Tunnel | IMTT | Immersed Tube Tunnel | TU-TUNL-IMTT
Tunnel | TU-TUNL | Type of Tunnel | MITU | Mined Tunnel | TU-TUNL-MITU
Tunnel | TU-TUNL | Type of Tunnel | SCTT | Shotcrete Tunnel | TU-TUNL-SCTT
Tunnel | TU-TUNL | Type of Tunnel | SGLT | Segmental Lined Tunnel | TU-TUNL-SGLT
Tunnel | TU-TUNL | Type of Tunnel | UNLT | Unlined Tunnel | TU-TUNL-UNLT
Wall Panel | TU-TUWP | Type of Wall Panel | ACCO | Acoustic | TU-TUWP-ACCO
Wall Panel | TU-TUWP | Type of Wall Panel | INSU | Insulation | TU-TUWP-INSU
Wall Panel | TU-TUWP | Type of Wall Panel | SUSP | Suspended | TU-TUWP-SUSP
Overhead Wiring Machine | TV-OHWM | Type of Overhead Wiring Machine | OWDV | Drum Vehicle | TV-OHWM-OWDV
Overhead Wiring Machine | TV-OHWM | Type of Overhead Wiring Machine | OWMV | Main Vehicle | TV-OHWM-OWMV
Wagon | TV-WAGN | Type of Wagon | BCLM | Ballast Cleaner Match Wagon | TV-WAGN-BCLM
Wagon | TV-WAGN | Type of Wagon | BLST | Ballast Wagon | TV-WAGN-BLST
Wagon | TV-WAGN | Type of Wagon | CONS | MFS Conveyor Support Wagon | TV-WAGN-CONS
Wagon | TV-WAGN | Type of Wagon | CONW | Conveyor Wagon | TV-WAGN-CONW
Wagon | TV-WAGN | Type of Wagon | FLTW | Flat Wagon | TV-WAGN-FLTW
Wagon | TV-WAGN | Type of Wagon | JEWL | Jewellery Wagon | TV-WAGN-JEWL
Wagon | TV-WAGN | Type of Wagon | PLOU | Plough Wagon | TV-WAGN-PLOU
Wagon | TV-WAGN | Type of Wagon | RAIW | Rail Wagon | TV-WAGN-RAIW
Wagon | TV-WAGN | Type of Wagon | RMWG | Rail Manipulator Wagon | TV-WAGN-RMWG
Wagon | TV-WAGN | Type of Wagon | SIDE | Side Dump Wagon | TV-WAGN-SIDE
Wagon | TV-WAGN | Type of Wagon | SLPR | Concrete Sleeper Wagon | TV-WAGN-SLPR
Wagon | TV-WAGN | Type of Wagon | SPOL | Spoil Wagon | TV-WAGN-SPOL
Wagon | TV-WAGN | Type of Wagon | TLMG | Tracklayer Match Wagon | TV-WAGN-TLMG
Wagon | TV-WAGN | Type of Wagon | TOHW | Turnout Handler Wagon | TV-WAGN-TOHW
Wagon | TV-WAGN | Type of Wagon | TOTW | Turnout Tilt Wagon | TV-WAGN-TOTW
Wagon | TV-WAGN | Type of Wagon | TOWA | Turnout Wagon | TV-WAGN-TOWA
Boat | VH-BOAT | Type of Boat | BOBA | Barge | VH-BOAT-BOBA
Boat | VH-BOAT | Type of Boat | BOFI | Fishing | VH-BOAT-BOFI
Boat | VH-BOAT | Type of Boat | BOPA | Patrol | VH-BOAT-BOPA
Boat | VH-BOAT | Type of Boat | BOPW | Personal Watercraft | VH-BOAT-BOPW
Boat | VH-BOAT | Type of Boat | BOSU | Survey | VH-BOAT-BOSU
Trailer | VH-TRLR | Type of Trailer | TBOT | Boat | VH-TRLR-TBOT
Trailer | VH-TRLR | Type of Trailer | TLAN | Animal Float | VH-TRLR-TLAN
Trailer | VH-TRLR | Type of Trailer | TLBX | Box | VH-TRLR-TLBX
Trailer | VH-TRLR | Type of Trailer | TLCA | Caravan | VH-TRLR-TLCA
Trailer | VH-TRLR | Type of Trailer | TLCO | Cargo | VH-TRLR-TLCO
Trailer | VH-TRLR | Type of Trailer | TLEQ | Equipment/Plant | VH-TRLR-TLEQ
Trailer | VH-TRLR | Type of Trailer | TLIR | Incident Response | VH-TRLR-TLIR
Trailer | VH-TRLR | Type of Trailer | TLTK | Tanker Trailer | VH-TRLR-TLTK
Truck | VH-TRUC | Type of Truck | TRFB | Flatbed | VH-TRUC-TRFB
Truck | VH-TRUC | Type of Truck | TRTK | Tanker | VH-TRUC-TRTK
Truck | VH-TRUC | Type of Truck | FRFS | Fire Safety Truck | VH-TRUC-FRFS
Escalator | VT-ESCL | Type of Escalator | INES | Inclined Escalator | VT-ESCL-INES
Escalator | VT-ESCL | Type of Escalator | TRAV | Travellator | VT-ESCL-TRAV
Stormwater Drainage System | WC-DRAN | Type of Stormwater Drainage System | GWDS | Groundwater Drainage System | WC-DRAN-GWDS
Stormwater Drainage System | WC-DRAN | Type of Stormwater Drainage System | SWDS | Stormwater Detention System | WC-DRAN-SWDS
Stormwater Drainage System | WC-DRAN | Type of Stormwater Drainage System | SWRS | Stormwater Retention System | WC-DRAN-SWRS
Stormwater Drainage System | WC-DRAN | Type of Stormwater Drainage System | SDLZ | Stormwater Drainage System Component, L4 TMC | WC-DRAN-SDLZ
Water Supply System | WC-WATR | Type of Water Supply System | WALZ | Water Supply System Component, L4 TMC | WC-WATR-WALZ
Water Treatment System and Discharge Areas | WC-WATT | Type of Water Treatment System and Discharge Areas | WTSY | Water Treatment System | WC-WATT-WTSY
Water Treatment System and Discharge Areas | WC-WATT | Type of Water Treatment System and Discharge Areas | DISS | Disinfection System | WC-WATT-DISS
Water Treatment System and Discharge Areas | WC-WATT | Type of Water Treatment System and Discharge Areas | EFDA | Effluent Dispersal Area | WC-WATT-EFDA
Water Treatment System and Discharge Areas | WC-WATT | Type of Water Treatment System and Discharge Areas | DNCA | Drainage Catchment Area | WC-WATT-DNCA
Water Treatment System and Discharge Areas | WC-WATT | Type of Water Treatment System and Discharge Areas | DISN | Disinfectant | WC-WATT-DISN
Level Crossing | XG-LVXG | Type of Level Crossing | PDXG | Level Crossing-Pedestrian | XG-LVXG-PDXG
Level Crossing | XG-LVXG | Type of Level Crossing | PDXS | Level Crossing Segment-Pedestrian | XG-LVXG-PDXS
Level Crossing | XG-LVXG | Type of Level Crossing | PRXG | Level Crossing-Private | XG-LVXG-PRXG
Level Crossing | XG-LVXG | Type of Level Crossing | PRXS | Level Crossing Segment-Private | XG-LVXG-PRXS
Level Crossing | XG-LVXG | Type of Level Crossing | RDXG | Level Crossing-Road | XG-LVXG-RDXG
Level Crossing | XG-LVXG | Type of Level Crossing | RDXS | Level Crossing Segment-Road | XG-LVXG-RDXS
Level Crossing | XG-LVXG | Type of Level Crossing | SVXG | Level Crossing-Service | XG-LVXG-SVXG
Level Crossing | XG-LVXG | Type of Level Crossing | SVXS | Level Crossing Segment-Service | XG-LVXG-SVXS
Level Crossing | XG-LVXG | Type of Level Crossing | TOFF | Level Crossing-Take-off | XG-LVXG-TOFF
Crossing | XG-XING | Type of Crossing | FXNG | Fauna | XG-XING-FXNG
Crossing | XG-XING | Type of Crossing | PDST | Pedestrian | XG-XING-PDST

## Common Attributes
TS 01501:3.01
Asset Classification System and Data Dictionary
Effective date: 02 December 2025
10. Common attributes
Asset metadata elements
Attribute name | Value list | Data type | Data format | Unit of measurement | Technical Attribute Name | Information View | Description | Condition | Mandatory | Can contain multiple values | Example Data
TfNSW Asset ID | N/A | Integer | number(14) | N/A | tfnswAssetId | Asset Classification | A unique identifier for the asset which is generated and managed by Transport for NSW (TfNSW) in centrally managed enterprise system (Transport Asset Custodian Platform/TACP). It can provide linkage between TACP and Service Provider asset management system. | Assigned by TACP. For initial or first load to TACP it would not be available. | Y - if meets condition | N | 10000000000001
TfNSW Parent Asset ID | N/A | Integer | number(14) | N/A | tfnswParentAssetId | Asset Classification | TfNSW Asset ID of the parent asset in Transport Asset Custodian Platform (TACP) system. | Assigned by TACP. For initial or first load to TACP it would not be available. | Y - if meets condition | N | 10000000000001
Service Provider Asset ID | N/A | Alphanumeric | varchar(120) | N/A | serviceProviderAssetId | Asset Classification | A unique identifier for the asset which is generated and managed by Service Provider in their asset management system (e.g. Equip, RAMS, Maximo, Infor, etc.). | N/A | Y | N | T-STAT01000007
Service Provider Parent Asset ID | N/A | Alphanumeric | varchar(120) | N/A | serviceProviderParentAssetId | Asset Classification | Service Provider Asset ID of the parent asset in Service Provider asset management system. | Populate if the asset has been identified as Child Assets. | Y - if meets condition | N | T-LOCN00094954
Asset Description | N/A | Alphanumeric | varchar(512) | N/A | assetDescription | Asset Classification | The primary description of the asset. Typically includes information to uniquely identify the instance of the asset regarding its type/name, asset class/subclass, location/position or label. For example, an asset description for an underbridge span could be Main Suburban-Ubge 5.162Km Span No1 | N/A | Y | N | CENTRAL STN ACCESS RAMP COMMUTER EDDY AV_HRTG_4801296
Asset Comments | N/A | Alphanumeric | varchar(512) | N/A | assetComments | Asset Classification | General comments to provide insight on the common name of the asset or parent asset. For Example – Harbour Bridge, Macquarie Park Office. | N/A | N | N
Technical Object Code | Asset_Technical_Object | Alphanumeric | varchar(10) | N/A | technicalObjectCode | Asset Classification | The technical object code based on Transport asset classification. Every asset in asset register should have a technical object code assigned. | N/A | Y | N | TU-TUNL
Uniclass Code | Uniclass_Code | Alphanumeric | varchar(20) | N/A | uniclassCode | Asset Classification | The equivalent Uniclass Code which corresponds to the Technical Object Code. | Populate if the asset has been mapped to a Uniclass Code. | Y - if meets condition | Y | En_80_96_90
Transport Concession Number | Transport_Concession_Number | Alphanumeric | varchar(14) | N/A | transportConcessionNumber | Asset Classification | Concession is a permitted exception to a standard to achieve the closest possible asset or service outcome expected from compliance to the standard or to allow innovation to occur on a specific or constrained situation in the operating environment. It provides TfNSW assurance that deviations from standard requirements are managed appropriately. Transport concession identifier is the concession number issued by Asset Management Branch on behalf of TFNSW. | Populate if the assets which have an associated concession number. | Y - if meets condition | Y | CN 00283:2022
TMP ID | N/A | Alphanumeric | varchar(32) | N/A | tmpID | Asset Classification | The technical maintenance plan(TMP) identifier assigned to an asset, along with its version. | Populate if the asset have an associated Technical Maintenance Plan number and asset does not have Technical Maintenance Code identifier (TMC ID) | Y - if meets condition | Y | CV07120100
TMC ID | Asset_Specification_TMC | Alphanumeric | varchar(16) | N/A | tmcID | Asset Classification | The asset specification is used to define and group assets having common characteristics that distinguish them separately (different make/model or a different build/configuration) and associated with its asset classification. Also known as the technical maintenance code (TMC). | Populate if the assets which have an associated Technical Maintenance Code identifier | Y - if meets condition | Y | CV07120100
Asset System | Asset_Sys | Alphanumeric | varchar(4) | N/A | assetSystem | Asset Classification | A reference to associate the asset to the functional system that it is part of. Assets can be functionally grouped by system if that is how they are managed and maintained by the service provider. Systems are typically constructed with distributed Products. For example, a Main Engine (FS-ENGN) may be a managed and maintained as part of a Propulsion System (PRPS). The Propulsion System may be associated with one or more Main Engine assets. For example, a Speaker (PI-SPKR) may be managed and maintained as part of a Public Address System (PI-PADS). The Public Address System may be associated with one or more Speaker assets. | include if the asset is part of a functional system, otherwise select N/A. Asset Systems can be identified by the mapping to "System" in standard document T-MU-AM-02002-TI; Asset Classifications; Column I – 'ISO12006 mapping'. | N | N | ERTH
Asset Owner ID | Asset_Owner | Integer | number(4) | N/A | assetOwnerId | Organisational | The entity that is the owner of the asset. | N/A | Y | N | 1001
Asset Custodian ID | Asset_Custodian | Integer | number(4) | N/A | assetCustodianId | Organisational | The entity accountable for the end to end lifecycle management and performance of assets (including asset condition, risk and reporting) on behalf of the asset owner to achieve agreed customer and community outcomes. (i.e. respective TfNSW divisions). The Asset Custodian is often referred to as the Client Division. | N/A | Y | N | 1001
Asset Maintainer Primary ID | Svc_Provider | Integer | number(8) | N/A | assetMaintainerPrimaryId | Organisational | The primary asset maintainer service provider contracted to TfNSW. This is the organisation responsible for maintaining the network infrastructure and/or fleet owned by TfNSW/TAHE. | N/A | Y | N | 10000001
Asset Maintainer Primary Contract ID | Contract_ID | Alphanumeric | varchar(64) | N/A | assetMaintainerPrimaryContractId | Organisational | The contract reference associated with the asset maintainer primary. | N/A | Y | N | CNC-123456
Asset Operator ID | Svc_Provider | Integer | number(8) | N/A | assetOperatorId | Organisational | The asset operator service provider contracted to TfNSW. This is the organisation responsible for operating the network infrastructure and/or fleet owned by TfNSW. | N/A | Y | N | 10000001
Asset Maintainer Third Party ID | Svc_Provider | Integer | number(8) | N/A | assetMaintainerThirdPartyId | Organisational | The asset maintainer service provider subcontracted by the asset maintainer primary service provider for Routine Maintenance contracts. | Third-Party Maintained Assets | Y - if meets condition | N | 10000001
Heritage Inventory Number | N/A | Alphanumeric | varchar(8) | N/A | heritageInventoryNumber | Organisational | The Heritage Inventory number assigned to the asset as listed on the Section 170 of the Heritage and Conservation Register. | Heritage Assets which have been listed on the Section 170 of the Heritage and Conservation Register | Y - if meets condition | Y | 4801296
Asset Lessee ID | Svc_Provider | Integer | number(8) | N/A | assetLesseeId | Organisational | The Asset Lessee ID attribute provide a reference to an organisation that holds a lease of an asset from an operation, maintenance, risk profile and supporting transport service perspective. For example – leased motorway. This excludes references to organisations that hold a commercial lease of an asset. For example - tenancy arrangements, sole traders. | Leased Assets | Y - if meets condition | N | 10000001
Transport Mode Code | Transport_Mode | Alphanumeric | varchar(2) | N/A | transportModeCode | Organisational | The means by which people or freight move from place to place. Falls into one of three basic types: land (road, rail, active), sea and air | N/A | Y | N | HR
Transport Network Code | Transport_Network | Alphanumeric | varchar(3) | N/A | transportNetworkCode | Organisational | The transport system (transport services and transport infrastructure) owned and operated by TfNSW, its operating agencies or private entities upon which TfNSW has power to exercise its functions as conferred by the Transport Administration Act or any other Act. | N/A | Y | N | HRS
Location Code | Location | Alphanumeric | varchar(10) | N/A | locationCode | Geospatial | Locations will be used to define geographic areas where TfNSW assets are located either on or off the rail corridor or waterway. Locations also define the specific home depot site location of the mobile fleet asset owned by TfNSW. | Applicable Transport Modes: LR, HR, MR, MA, AC | Y - if meets condition | Y | CCQ
Coordinate Datum Code | Coordinate_Datum | Alphanumeric | varchar(256) | N/A | coordinateDatumCode | Geospatial | The coordinates datum and map zone used to derive the coordinates. For example: GDA94, Zone 56. | N/A | Y | N | GDA2020 NSW Lambert
Start Latitude | N/A | Coordinate | number(9,6) | DD | startLatitude | Geospatial | The latitude of the coordinates at the start point of the asset. For fleet assets - depot location will be used. | N/A | Y | N | -33.883329
Start Longitude | N/A | Coordinate | number(9,6) | DD | startLongitude | Geospatial | The longitude of the coordinates at the start point of the asset. For fleet assets - depot location will be used. | N/A | Y | N | 151.204999
End Latitude | N/A | Coordinate | number(9,6) | DD | endLatitude | Geospatial | The latitude of the coordinates at the end point of the asset. | Linear Assets | Y - if meets condition | N | -33.883111
End Longitude | N/A | Coordinate | number(9,6) | DD | endLongitude | Geospatial | The longitude of the coordinates at the end point of the asset. | Linear Assets | Y - if meets condition | N | 151.205836
Corridor Code | Corridor | Alphanumeric | varchar(8) | N/A | corridorCode | Geospatial | A zonal area (within a boundary and defined by a start and end node) that contains heavy rail, light rail, road or maritime infrastructure assets to support the operation of transport services. For Road assets, this is equivalent to the road number from Schedule of Classified Roads and Unclassified Regional Roads. | Applicable for On Corridor Asset | Y - if meets condition | Y | M00
Start Km | N/A | Decimal | number(7,3) | Km | startKm | Geospatial | The start kilometre reference of the asset. Km references are to be recorded with 3 decimal places. For rail corridor assets, the Start Km is relative to the Basecode. For road corridor assets, the Start Km is relative to the Start Rd Linear Ref. | Applicable Transport Modes: LR, HR, MR, RD and On-Corridor Assets | Y - if meets condition | N | 0.123
End Km | N/A | Decimal | number(7,3) | Km | endKm | Geospatial | The end kilometre reference of the asset. Point assets are referenced by the same start and end km. Km references are to be recorded with 3 decimal places. For rail corridor assets, the End Km is relative to the Basecode. For road corridor assets, the End Km is relative to the End Rd Linear Ref. | Applicable Transport Modes: LR, HR, MR, RD and Linear Assets | Y - if meets condition | N | 1.012
Base Code | Base_Code | Alphanumeric | varchar(5) | N/A | baseCode | Geospatial | The track base code serviced by the asset. The base code is a unique identifier representing the full length of one track contained within a rail corridor (including rail yards). All tracks including crossovers and sidings have been uniquely identified with a track base code. | Applicable Transport Modes: LR, HR, MR | Y - if meets condition | Y | 10001
Road Carriageway Group | Carriageway_Group | Alphanumeric | varchar(4) | N/A | roadCarriagewayGroup | Geospatial | The carriageway group code. A carriageway is width of roadway for the movement of vehicles. There are single carriageways and dual carriageways represented as single or dual lines in the spatial representation. | Applicable Transport Mode: RD | Y - if meets condition | N | P
Road Link Number | N/A | Integer | number(4) | N/A | roadLinkNumber | Geospatial | A unique identifier for a length of road between intersecting TfNSW managed/funded roads, or any changes in route carriageway types between these intersections. | Applicable Transport Mode: RD | Y - if meets condition | N | 0010
Road Carriageway Code | Carriageway_Code | Alphanumeric | varchar(4) | N/A | roadCarriagewayCode | Geospatial | An identifier for a specific carriageway function and purpose. | Applicable Transport Mode: RD | Y - if meets condition | N | B
Location Description | N/A | Alphanumeric | varchar(512) | N/A | locationDescription | Geospatial | The primary description of the asset location. Typically includes information to uniquely identify the off gazetted road, off corridor or on corridor asset location. For off corridor and off gazetted road assets, it should be the street address. | N/A | Y | N | Corner of Mandible&Wyndham St,Alexandria
Cross Sectional Position (XSP) Code | Cross_Sectional_Position | Alphanumeric | varchar(4) | N/A | crossSectionalPositionXSPCode | Geospatial | Transvers position or orientation of the asset in relation to the road carriageway | Applicable Transport Mode: RD | Y - if meets condition | N | C
Asset Geometry | N/A | geoJson | N/A | N/A | assetGeometry | Geospatial | List of Coordinates of the asset with feature type (point, line or polygon) in an Json format. | N/A | Y | N
Label | N/A | Alphanumeric | varchar(256) | N/A | label | Physical | The asset tag that is physically attached to an asset, used for identification purposes. Provides the means to identify the asset uniquely for operating or maintenance purposes. | Populate if asset has a label. | N | N | T-STAT01000007
Design Life | N/A | Integer | number(3) | y | designLife | Physical | The number of years that the asset is planned to be serviceable as per the design. Design life is a theoretical value calculated based on design calculations. Design life of an asset should remain static with time. It is recommended to capture the design life against all asset records in an asset register. | N/A | Y | N | 30
Manufactured Date | N/A | Date | YYYY-MM-DD | N/A | manufacturedDate | Physical | The date that the asset was manufactured. | Manufactured assets | Y - if meets condition | N | 20220606
Constructed Date | N/A | Date | YYYY-MM-DD | N/A | constructedDate | Physical | The date that the asset was constructed. | Constructed assets | Y - if meets condition | N | 20220606
Purchased Date | N/A | Date | YYYY-MM-DD | N/A | purchasedDate | Physical | The date that the asset was purchased by the project or operator maintainer service provider on behalf of TfNSW. This typically applies to manufactured assets, rather than constructed assets. | Manufactured assets | Y - if meets condition | N | 20220606
Commissioned Date | N/A | Date | YYYY-MM-DD | N/A | commissionedDate | Physical | The date that the asset was commissioned. This typically applies to constructed assets, rather than manufactured assets. For manufactured assets, Commissioned Date is the date first available for service. For Road assets Commissioned date is the Practical Completion Date. | N/A | Y | N | 20220606
Manufacturer | N/A | Alphanumeric | varchar(256) | N/A | manufacturer | Physical | The organisation that manufactured the asset. | Manufactured assets | Y - if meets condition | N | Schneider
Vendor | N/A | Alphanumeric | varchar(256) | N/A | vendor | Physical | The organisation that is the vendor of the asset. | Manufactured assets | Y - if meets condition | N | Schneider
Constructor | N/A | Alphanumeric | varchar(256) | N/A | constructor | Physical | The organisation that constructed the asset. | Constructed assets | Y - if meets condition | N | Schneider
Model | N/A | Alphanumeric | varchar(30) | N/A | model | Physical | The identifier of the model of the asset assigned by the manufacturer. The Model identifier is typically assigned to the asset assembly. | Manufactured assets | Y - if meets condition | N | FD9371-HTV
Manufacturer Part Number | N/A | Alphanumeric | varchar(120) | N/A | manufacturerPartNumber | Physical | The identifier of the part assigned by the manufacturer. The Manufacturer Part No uniquely identifies a part within a single manufacturer organisation. This Manufacturer Part No is not the same as the Model - it is typically assigned to parts that make up an asset assembly. | Manufactured assets: Populate if the manufacturer has assigned a Manufacturer Part No to the asset. | Y - if meets condition | N
Variant | N/A | Alphanumeric | varchar(30) | N/A | variant | Physical | The identifier which defines a variation of the model assigned by the manufacturer. This identifier may include model versions, revisions, series etc. | Manufactured assets: Populate if the manufacturer has assigned a Variant to the asset. | Y - if meets condition | N
Serial Number | N/A | Alphanumeric | varchar(120) | N/A | serialNumber | Physical | The serial number assigned to an asset instance by the manufacturer. It provides the means to identify the asset instance uniquely for operating or maintenance purposes and to track its movement if rotated (fitted/defitted). | Manufactured assets | Y - if meets condition | N | 0002D180CE43
Batch Number | N/A | Alphanumeric | varchar(30) | N/A | batchNumber | Physical | The number which associates an asset with information the manufacturer considers relevant for traceability of the asset. The number may be, for example, a production lot number, a shift number, a machine number, a time, or an internal production code. Also known as a lot number. | Manufactured assets: Populate if the manufacturer has assigned a Batch No to the asset. | Y - if meets condition | N
Rotable | Y_N | Alphanumeric | varchar(1) | N/A | rotable | Physical | A component or inventory item which can be removed from a unit, repaired or improved, and returned to the unit repeatedly and economically | Rotable assets | Y - if meets condition | N | Y
Type Approval Number | N/A | Alphanumeric | varchar(32) | N/A | typeApprovalNumber | Physical | The type approval number associated with the asset. Type approvals are granted to a product that meets a minimum set of regulatory, technical and safety requirements. The AMB grants type approvals on behalf of Transport for NSW. | Populate for assets which are type approved. | Y - if meets condition | N | PTA EL264 2022
Hazardous Material Code | Hazardous_Material | Alphanumeric | varchar(4) | N/A | hazardousMaterialCode | Physical | The presence of a hazardous material in or on an asset, at a concentration level above the standard limit. Being a presence at above the standard limit presents a risk of harm to human health or any other aspect of the environment. | Populate if asset has Hazardous Material | Y - if meets condition | Y
Contamination Risk Code | Contamination_Risk | Alphanumeric | varchar(120) | N/A | contaminationRiskCode | Physical | The human health or environmental risk associated with the presence of a hazardous material in or on an asset, at a concentration level above the standard limit. | Populate if asset has Hazardous Material | Y - if meets condition | N
DDA Compliant | Y_N_NA | Alphanumeric | varchar(4) | N/A | ddaCompliant | Physical | The compliant status of the asset toward Disability Discrimination Act (DDA) including Disability Standard for Accessible Public Transport. | Populate if asset has Disability Compliant Requirements | Y - if meets condition | N | Yes
In-Service Date | N/A | Date | YYYY-MM-DD | N/A | in-ServiceDate | Maintenance | The date that the asset was first put into operational service. Also known as Open to Service/Traffic. | N/A | Y | N | 20220606
Warranty End Date | N/A | Date | YYYY-MM-DD | N/A | warrantyEndDate | Maintenance | The date that the warranty period for an asset finishes. | If a warranty period is applicable. | Y - if meets condition | N | 20250606
Disposed Date | N/A | Date | YYYY-MM-DD | N/A | disposedDate | Maintenance | The date that the asset was disposed. Disposal refers to system shutdown, disassembly and removal; recycling or safe disposal related activities. | Populate if asset status is disposed. | Y - if meets condition | N | 20250606
Asset Criticality Code | Asset_Criticality | Integer | number(1) | N/A | assetCriticalityCode | Condition | A measure of the operational importance the asset has to customer service and with respect to maintenance accessibility, failure consequence and replacement value. It is recommended to capture the asset criticality code against all asset records in an asset register. | Mandatory to Asset Classes which has MRI flagged in ACS. | Y - if meets condition | N | 5
Asset Status Code | Asset_Status | Alphanumeric | varchar(4) | N/A | assetStatusCode | Condition | The current operational status of the asset. | N/A | Y | N | ISOP
Asset Status Date | N/A | Date | YYYY-MM-DD | N/A | assetStatusDate | Condition | The date that the Asset Status attribute was last updated. | N/A | Y | N | 20220606
Asset Condition Code | Asset_Condition | Integer | number(1) | N/A | assetConditionCode | Condition | A measure of the assessed condition of the asset in terms of its age, usage, performance, maintenance and with respect to its remaining life. It is recommended to capture asset condition code against all asset records in an asset register. | Mandatory to Asset Classes which has MRI flagged in ACS. | Y - if meets condition | N | 1
Asset Condition Date | N/A | Date | YYYY-MM-DD | N/A | assetConditionDate | Condition | The date that the condition of the asset was last assessed. | N/A | Y | N | 20220606
Service Life End Date | N/A | Date | YYYY-MM-DD | N/A | serviceLifeEndDate | Condition | The predicted date until the asset is expected to remain serviceable based on the operating conditions and asset configuration. Service Life End Date should be updated whenever the asset condition is re-assessed, there is work performed on the asset or there is a change to the asset configuration. It is recommended to capture the service life end date against all asset records in an asset register. | Mandatory to Asset Classes which has MRI flagged in ACS. | Y - if meets condition | N | 20250606
Planned Disposal Date | N/A | Date | YYYY-MM-DD | N/A | plannedDisposalDate | Condition | The date when the asset disposal has been planned. Disposal refers to system shutdown, disassembly and removal; recycling or safe disposal related activities. | Populate if there is plan for asset disposal. | Y - if meets condition | N | 20250606
Remaining Service Life | N/A | Integer | number(3) | y | remainingServiceLife | Condition | The predicted number of years that the asset will remain serviceable based on the Service Life End Date and/or the asset condition assessment date that the asset is expected to work for. Remaining Service Life = Service Life End Date - Today Date. | N/A | Y | N | 100
Asset Age | N/A | Integer | number(3) | y | assetAge | Condition | The number of years for which the asset has been in existence. For manufactured assets: Asset Age = Today Date - Purchased Date. For constructed assets: Asset Age = Today Date - Constructed Date. | N/A | Y | N | 100
Fixed Asset Register Number | N/A | Alphanumeric | varchar(30) | N/A | fixedAssetRegisterNumber | Financial | Finance Fixed Asset Register Number. Format: "A B-C" where A = <Company Code>; B = <Asset No.>; C = <Sub Asset No.> e.g. CoCd 4200 400048826-0 | Conditional Financial | Y - if meets condition | N | COCD 4200 1000000241-0
Project Contract Code | N/A | Alphanumeric | varchar(30) | N/A | projectContractCode | Project Information | A contract reference to deliver the asset as a part of Program/Project which is defined by the TfNSW project team. | Conditional for Projects | Y - if meets condition | N
Project Name | N/A | Alphanumeric | varchar(256) | N/A | projectName | Project Information | The name of the project | Conditional for Projects | Y - if meets condition | N | Transport Access Program
Asset Handover Date | N/A | Date | YYYY-MM-DD | N/A | assetHandoverDate | Project Information | The date that the asset management responsibility was transitioned from the previous asset steward (project, or operator or maintainer) to the current asset steward (operator or maintainer). | N/A | Y | N | 20220606
Work Breakdown Structure | N/A | Alphanumeric | varchar(30) | N/A | workBreakdownStructure | Project Information | A Work Breakdown Structure (WBS) number that provides a unique reference to the project structure that delivered the Asset. | Conditional for Projects | Y - if meets condition | N
Work Package Code | N/A | Alphanumeric | varchar(30) | N/A | workPackageCode | Project Information | An identifier of a work package (a division of project scope and is part of the project work breakdown structure (WBS)). | Conditional for Projects | Y - if meets condition | N
Asset Steward Deliverer | Asset_Custodian | Integer | number(4) | N/A | assetStewardDeliverer | Project Information | The entity accountable for the Demand/Need, Plan and Acquire stage of the asset lifecycle on behalf of the asset owner/custodian to achieve agreed customer and community outcomes. (i.e. respective TfNSW divisions). | Conditional for Projects | Y - if meets condition | N | 1000

## Class Specific Attributes
TS 01501:3.01
Asset Classification System and Data Dictionary
Effective date: 02 December 2025
11. Class specific attributes
TOC + Type Of Code | TOC + Type Of Code Description | Attribute Name | Value list Name | Data type | Data format | UoM | Technical Attribute Name | Description | Can contain multiple values | Linear Attribute | Example Data
AC-ACON | Air Conditioning System | Airflow Rate | No Value List | Decimal | number(7,3) | L/s | airflowRate | The volume of air that the air conditioner can circulate | N | N | 4.65
AC-ACON | Air Conditioning System | Cooling Capacity | No Value List | Decimal | number(7,3) | kW | coolingCapacity | The amount of heat the air conditioner can remove from a room per hour | N | N | 5
AC-ACON | Air Conditioning System | Filter Size | No Value List | Decimal | number(7,3) | mm2 | filterSize | The size (surface area) of the filter for the air-conditioning system | N | N | 50
AC-ACON | Air Conditioning System | Phase | Single_or_Three | Alphanumeric | varchar(64) | N/A | phase | The Phase that the Air-conditioning requires to operate. | N | N | 1 Phase
AC-ACON | Air Conditioning System | Power Consumption | No Value List | Decimal | number(7,3) | kWh | powerConsumption | Power consumption is the amount of electricity a model consumes each year measured in kWh | N | N | 4.65
AC-AHUN | Air Handling Unit | Phase | Single_or_Three | Alphanumeric | varchar(64) | N/A | phase | The Phase that the air handling unit requires to operate. | N | N | 1 Phase
AC-AHUN | Air Handling Unit | Power Consumption | No Value List | Decimal | number(7,3) | kWh | powerConsumption | Power consumption is the amount of electricity a model consumes each year measured in kWh | N | N | 4.65
AC-BOLR | Boiler | Phase | Single_or_Three | Alphanumeric | varchar(64) | N/A | phase | The Phase that the boiler requires to operate. | N | N | 1 Phase
AC-BOLR | Boiler | Power Consumption | No Value List | Decimal | number(7,3) | kWh | powerConsumption | Power consumption is the amount of electricity a model consumes each year measured in kWh | N | N | 4.65
AC-CHIL | Chiller | Cooling Capacity | No Value List | Decimal | number(7,3) | kW | coolingCapacity | The cooling capacity of the Chiller | N | N | 5
AC-CHIL | Chiller | Phase | Single_or_Three | Alphanumeric | varchar(64) | N/A | phase | The Phase that the chiller requires to operate. | N | N | 1 Phase
AC-CHIL | Chiller | Power Consumption | No Value List | Decimal | number(7,3) | kWh | powerConsumption | Power consumption is the amount of electricity a model consumes each year measured in kWh | N | N | 4.65
AC-COTW | Cooling Tower | Cooling Capacity | No Value List | Decimal | number(7,3) | kW | coolingCapacity | The cooling capacity of the Cooling Tower | N | N | 5
AC-COTW | Cooling Tower | Phase | Single_or_Three | Alphanumeric | varchar(64) | N/A | phase | The Phase that the cooling tower requires to operate. | N | N | 1 Phase
AC-COTW | Cooling Tower | Power Consumption | No Value List | Decimal | number(7,3) | kWh | powerConsumption | Power consumption is the amount of electricity a model consumes each year measured in kWh | N | N | 4.65
AC-DEHU | Dehumidifier | Cooling Capacity | No Value List | Decimal | number(7,3) | kW | coolingCapacity | The cooling capacity of the Dehumidifier | N | N | 5
AC-DEHU | Dehumidifier | Phase | Single_or_Three | Alphanumeric | varchar(64) | N/A | phase | The Phase that the dehumidifier requires to operate. | N | N | 1 Phase
AC-DEHU | Dehumidifier | Power Consumption | No Value List | Decimal | number(7,3) | kWh | powerConsumption | Power consumption is the amount of electricity a model consumes each year measured in kWh | N | N | 4.65
AC-DUCT | Ductwork | Material | Material_Ductwork | Alphanumeric | varchar(64) | N/A | material | The primary structural material of the ductwork | N | N | ALUM
AC-FCUN | Fan Coil Unit | Cooling Capacity | No Value List | Decimal | number(7,3) | kW | coolingCapacity | The cooling capacity of the Fan Coil Unit | N | N | 5
AC-FCUN | Fan Coil Unit | Phase | Single_or_Three | Alphanumeric | varchar(64) | N/A | phase | The Phase that the fan coil unit requires to operate. | N | N | 1 Phase
AC-FCUN | Fan Coil Unit | Power Consumption | No Value List | Decimal | number(7,3) | kWh | powerConsumption | Power consumption is the amount of electricity a model consumes each year measured in kWh | N | N | 4.65
AC-FLCU | Fluid Cooler Unit | Cooling Capacity | No Value List | Decimal | number(7,3) | kW | coolingCapacity | The cooling capacity of the Fluid Cooler Unit | N | N | 5
AC-FLCU | Fluid Cooler Unit | Phase | Single_or_Three | Alphanumeric | varchar(64) | N/A | phase | The Phase that the fluid cooler unit requires to operate. | N | N | 1 Phase
AC-FLCU | Fluid Cooler Unit | Power Consumption | No Value List | Decimal | number(7,3) | kWh | powerConsumption | Power consumption is the amount of electricity a model consumes each year measured in kWh | N | N | 4.65
AC-HTEX | Heat Exchanger | Cooling Capacity | No Value List | Decimal | number(7,3) | kW | coolingCapacity | The cooling capacity of the Heat Exchanger | N | N | 5
AC-HTEX | Heat Exchanger | Phase | Single_or_Three | Alphanumeric | varchar(64) | N/A | phase | The Phase that the heat exchanger requires to operate. | N | N | 1 Phase
AC-HTEX | Heat Exchanger | Power Consumption | No Value List | Decimal | number(7,3) | kWh | powerConsumption | Power consumption is the amount of electricity a model consumes each year measured in kWh | N | N | 4.65
AC-VENT | Ventilation System | Power Consumption | No Value List | Decimal | number(7,3) | kWh | powerConsumption | Power consumption is the amount of electricity a model consumes each year measured in kWh | N | N | 4.65
AU-AUEQ | Audio Equipment | Phase | Single_or_Three | Alphanumeric | varchar(64) | N/A | phase | The Phase that the audio equipment requires to operate. | N | N | 1 Phase
BA-FENC | Fence | Electrified | Yes_or_No | Alphanumeric | varchar(64) | N/A | electrified | Is the fence electrified? | N | N | Y
BA-FENC | Fence | Height | No Value List | Decimal | number(7,3) | m | height | The average height of the fence | N | N | 4.657
BA-FENC | Fence | Length | No Value List | Decimal | number(7,3) | m | length | The length of the fence | N | N | 4.657
BA-FENC | Fence | Material | Material_Fence | Alphanumeric | varchar(64) | N/A | material | The primary material of the fence | N | N | BWRK
BA-FENC | Fence | Base Position | Base_Position_Fence | Alphanumeric | varchar(64) | N/A | basePosition | The position of the base of the fence | N | N | ONAA
BA-FENC | Fence | Stylised Design | Yes_or_No_or_NA | Alphanumeric | varchar(64) | N/A | stylisedDesign | Identifies if the asset has artwork for beautification purposes | N | N | NA
BA-FENC | Fence | Surface Finish | Surface_Finish_Fence | Alphanumeric | varchar(64) | N/A | surfaceFinish | The finished surface of the asset | N | N | GLVN
BA-FENC | Fence | Construction | Construction_Fence | Alphanumeric | varchar(64) | N/A | construction | The configuration of the fence as constructed | N | N | CHLK
BA-FENC-COBO | Fence - Corridor Boundary | Centreline Offset | No Value List | Decimal | number(7,3) | m | centrelineOffset | The offset from the centreline to the face of the fence | N | N | 4.65
BA-GATE | Gate | Access Control | Access_Control_Gate | Alphanumeric | varchar(64) | N/A | accessControl | The method of access control | N | N | ANPR
BA-GATE | Gate | Electrified | Yes_or_No | Alphanumeric | varchar(64) | N/A | electrified | Is the gate electrified? | N | N | Y
BA-GATE | Gate | Height | No Value List | Decimal | number(7,3) | m | height | The height of the gate | N | N | 4.657
BA-GATE | Gate | Material | Material_Gate | Alphanumeric | varchar(64) | N/A | material | The primary material of the gate panel | N | N | STEL
BA-GATE | Gate | Gate Used By | Gate_Used_By | Alphanumeric | varchar(64) | N/A | gateUsedBy | Identifies if the gate is used by vehicles or pedestrians | N | N | PEDS
BA-GATE | Gate | Construction | Construction_Gate | Alphanumeric | varchar(64) | N/A | construction | The configuration of the gate as constructed | N | N | BARI
BA-GATE | Gate | Width | No Value List | Decimal | number(7,3) | m | width | The width of the gate | N | N | 4.657
BA-NOIW | Noise Wall Barrier | Height | No Value List | Decimal | number(7,3) | m | height | The average height of the noise wall barrier | N | N | 4.657
BA-NOIW | Noise Wall Barrier | Length | No Value List | Decimal | number(7,3) | m | length | The length of the noise wall barrier | N | N | 4.657
BA-NOIW | Noise Wall Barrier | Barrier Support | Barrier_Support | Alphanumeric | varchar(64) | N/A | barrierSupport | The barrier structure support type | N | N | ATTS
BA-NOIW | Noise Wall Barrier | Base Position | Base_Position_Noise_Wall_Barrier | Alphanumeric | varchar(64) | N/A | basePosition | The position of the base of the noise wall barrier | N | N | ONAA
BA-NOIW | Noise Wall Barrier | Maximum Height | No Value List | Decimal | number(7,3) | m | maximumHeight | The maximum height of the noise wall barrier | N | N | 4.657
BA-NOIW | Noise Wall Barrier | Material | Material_Noise_Wall_Barrier | Alphanumeric | varchar(64) | N/A | material | The primary material used for the noise wall panel | N | N | BWRK
BA-NOIW | Noise Wall Barrier | Surface Area | No Value List | Decimal | number(7,3) | m2 | surfaceArea | The face area of the noise wall barrier | N | N | 24.505
BA-NOIW | Noise Wall Barrier | Stylised Design | Yes_or_No_or_NA | Alphanumeric | varchar(64) | N/A | stylisedDesign | Identifies if the asset has artwork for beautification purposes | N | N | NA
BA-NOIW | Noise Wall Barrier | Construction | Construction_Noise_Wall_Barrier | Alphanumeric | varchar(64) | N/A | construction | The configuration of the noise wall barrier as constructed | N | N | ERBM
BA-NOIW | Noise Wall Barrier | Surface Finish | Surface_Finish_Noise_Wall_Barrier | Alphanumeric | varchar(64) | N/A | surfaceFinish | The finished surface of the panel of noise wall barrier | N | N | GLVN
BA-SFBR | Safety Barrier | Purpose | Purpose_Safety_Barrier | Alphanumeric | varchar(64) | N/A | purpose | The purpose of the safety barrier | N | N | DRAN
BA-SFBR | Safety Barrier | Surface Finish | Surface_Finish_Safety_Barrier | Alphanumeric | varchar(64) | N/A | surfaceFinish | The finished surface of the safety barrier | N | N | GLVN
BA-SFBR | Safety Barrier | Height | No Value List | Decimal | number(7,3) | m | height | The height of the safety barrier | N | N | 4.657
BA-SFBR | Safety Barrier | Length | No Value List | Decimal | number(7,3) | m | length | The length of the safety barrier | N | N | 4.657
BA-SFBR | Safety Barrier | Material | Material_Safety_Barrier | Alphanumeric | varchar(64) | N/A | material | The primary material used for the safety barrier structure | N | N | BWRK
BA-SFBR | Safety Barrier | Safety Barrier State | Safety_Barrier_State | Alphanumeric | varchar(64) | N/A | safetyBarrierState | Is the barrier permanent or temporary | N | N | PMNT
BA-SFBR | Safety Barrier | Width | No Value List | Decimal | number(7,3) | m | width | The width of the safety barrier | N | N | 4.657
BF-DOOR | Door | Height | No Value List | Decimal | number(7,3) | m | height | Height of the door | N | N | 4.657
BF-DOOR | Door | Weight | No Value List | Decimal | number(7,3) | Kg | weight | Weight of the door | N | N | 4.65
BF-DOOR | Door | Door Fire Rated | Yes_or_No | Alphanumeric | varchar(64) | N/A | doorFireRated | Whether or not the door is fire rated | N | N | Y
BF-DOOR | Door | Security Door | Yes_or_No | Alphanumeric | varchar(64) | N/A | securityDoor | Whether or not the door is classified as a security door | N | N | Y
BF-DOOR | Door | Door Automatic Operation | Yes_or_No | Alphanumeric | varchar(64) | N/A | doorAutomaticOperation | Whether or not the door has automated (powered) operation | N | N | Y
BF-DOOR | Door | Width | No Value List | Decimal | number(7,3) | m | width | Width of the door | N | N | 4.657
BF-PLTD | Platform Door | Height | No Value List | Decimal | number(7,3) | m | height | The height of the platform door | N | N | 4.657
BF-PLTD | Platform Door | Width | No Value List | Decimal | number(7,3) | m | width | The width of the platform door | N | N | 4.657
BL-BUIL | Building | Building Lease ID | No Value List | Alphanumeric | varchar(64) | N/A | buildingLeaseID | The Lease identification number of the building tenant | N | N | ID123456
BL-BUIL | Building | Height | No Value List | Decimal | number(7,3) | m | height | Height of the building | N | N | 4.657
BL-BUIL | Building | Length | No Value List | Decimal | number(7,3) | m | length | Length of the building | N | N | 4.657
BL-BUIL | Building | Lettable Area | No Value List | Decimal | number(7,3) | m2 | lettableArea | Area available to be leased within a building | N | N | 24.505
BL-BUIL | Building | Number of Chimneys | No Value List | Integer | number(8) | EACH | numberofChimneys | Number of chimneys associated with the facility | N | N | 14
BL-BUIL | Building | Number of Storeys | No Value List | Integer | number(8) | EACH | numberofStoreys | Number of storeys of a building | N | N | 14
BL-BUIL | Building | Perimeter | No Value List | Decimal | number(7,3) | m | perimeter | Perimeter of the building | N | N | 24.605
BL-BUIL | Building | Public Access | Yes_or_No | Alphanumeric | varchar(64) | N/A | publicAccess | Whether or not the building has public access | N | N | Y
BL-BUIL | Building | Secure Access | Yes_or_No | Alphanumeric | varchar(64) | N/A | secureAccess | Whether or not the building has secure access | N | N | Y
BL-BUIL | Building | Width | No Value List | Decimal | number(7,3) | m | width | Width of the building | N | N | 4.657
BL-CNPY | Canopy | Coverage Area | No Value List | Decimal | number(7,3) | m2 | coverageArea | Total coverage area of canopy | N | N | 24.505
BL-CNPY | Canopy | Height | No Value List | Decimal | number(7,3) | m | height | Height of the canopy from the ground | N | N | 4.657
BL-CNPY | Canopy | Length | No Value List | Decimal | number(7,3) | m | length | The length of the canopy roof. | N | N | 4.657
BL-CNPY | Canopy | Width | No Value List | Decimal | number(7,3) | m | width | The width of the canopy roof. | N | N | 4.657
BL-CNPY | Canopy | Material | Material_Canopy | Alphanumeric | varchar(64) | N/A | material | The primary material (in quantity) used in the construction of the canopy roof | N | N | FBRC
BL-CNPY | Canopy | Style | Style_Canopy | Alphanumeric | varchar(64) | N/A | style | The style of canopy | N | N | CTLV
BL-CNPY | Canopy | Canopy Support Material | Canopy_Support_Material | Alphanumeric | varchar(64) | N/A | canopySupportMaterial | Type of material used for the canopy standalone support structure (if applicable) | N | N | METL
BL-CONC | Concourse | Secure Access | Yes_or_No | Alphanumeric | varchar(64) | N/A | secureAccess | Whether or not the building has secure access | N | N | Y
BL-CONC | Concourse | Floor Area | No Value List | Decimal | number(7,3) | m2 | floorArea | Total floor area of concourse | N | N | 24.505
BL-CONC | Concourse | Purpose | Purpose_Concourse | Alphanumeric | varchar(64) | N/A | purpose | The purpose of concourse | N | N | COMM
BL-FCDS | Facades | Fire Rating | Yes_or_No | Alphanumeric | varchar(64) | N/A | fireRating | Whether or not the façade wall materials are fire rated | N | N | Y
BL-FCDS | Facades | Wall Area | No Value List | Decimal | number(7,3) | m2 | wallArea | Total areas wall area of façade | N | N | 24.505
BL-FCDS | Facades | Material | Material_Facades | Alphanumeric | varchar(64) | N/A | material | The primary material (in quantity) of facade (external) wall | N | N | ALCP
BL-FCDS | Facade | Surface Treatment | Facade_Surface_Treatment | Alphanumeric | varchar(64) | N/A | surfaceTreatment | Treatment method used on facade wall | N | N | EXPO
BL-INSP | Interior Space | Floor Area | No Value List | Decimal | number(7,3) | m2 | floorArea | Total area of floor space | N | N | 24.505
BL-INSP | Interior Space | Wall Area | No Value List | Decimal | number(7,3) | m2 | wallArea | Total area of wall space | N | N | 24.505
BL-LFTT | Lift Tower | Height | No Value List | Decimal | number(7,3) | m | height | The height of the lift tower | N | N | 4.657
BL-LFTT | Lift Tower | Level Served Count | No Value List | Integer | number(8) | EACH | levelServedCount | The number of levels served. | N | N | 14
BL-LFTT | Lift Tower | Number of Lift Cars | No Value List | Integer | number(8) | EACH | numberofLiftCars | The number of cars that can be operated for the lift tower | N | N | 2
BL-LFTT | Lift Tower | Overrun Height | No Value List | Decimal | number(7,3) | m | overrunHeight | The specified overrun height of the lift tower | N | N | 4.657
BL-LFTT | Lift Tower | Shaft Fan | Yes_or_No | Alphanumeric | varchar(64) | N/A | shaftFan | Whether or not the lift tower shaft has a fan | N | N | Y
BL-LFTT | Lift Tower | Depth | No Value List | Decimal | number(7,3) | m | depth | The depth of the lift tower shaft | N | N | 4.645
BL-LFTT | Lift Tower | Roof Height Safety | Yes_or_No | Alphanumeric | varchar(64) | N/A | roofHeightSafety | Whether or not the lift tower has a roof height safety mechanism | N | N | Y
BL-LFTT | Lift Tower | Lift Well Louvre | Lift_Well_Louvre | Alphanumeric | varchar(64) | N/A | liftWellLouvre | The louvre type used in the liftwell | N | N | SGST
BL-LFTT | Lift Tower | Cladding Material | Cladding_Material_Lift_Tower | Alphanumeric | varchar(64) | N/A | claddingMaterial | The primary material of the cladding installed in the shaft | N | N | ALCP
BL-LFTT | Lift Tower | Material | Material_Lift_Tower | Alphanumeric | varchar(64) | N/A | material | The primary construction material of the shaft | N | N | CONC
BL-LFTT | Lift Tower | Width | No Value List | Decimal | number(7,3) | m | width | The width of the lift tower | N | N | 4.657
BL-PLAT | Platform | Maximum Coping Gap | No Value List | Decimal | number(7,3) | mm | maximumCopingGap | The maximum platform coping gap. | N | N | 2.34
BL-PLAT | Platform | Coping Length | No Value List | Decimal | number(7,3) | m | copingLength | The length of the coping along the length of the platform. | N | N | 4.657
BL-PLAT | Platform | Coping Level | No Value List | Decimal | number(7,3) | mm | copingLevel | The height measured from top of the rail to the coping edge. | N | N | 2.34
BL-PLAT | Platform | Coping Width | No Value List | Decimal | number(7,3) | m | copingWidth | The width of the coping on the platform. | N | N | 4.657
BL-PLAT | Platform | Maximum Cross Fall | No Value List | Decimal | number(7,3) | mm | maximumCrossFall | The maximum cross fall of the platform surface. | N | N | 2.34
BL-PLAT | Platform | Grade | No Value List | Decimal | number(7,3) | % | grade | Measurable grade of the platform relative to the ground | N | N | 10.052
BL-PLAT | Platform | Cross Fall Direction | Cross_Fall_Direction | Alphanumeric | varchar(64) | N/A | crossFallDirection | The platform cross fall direction. | N | N | AFPE
BL-PLAT | Platform | Height | No Value List | Decimal | number(7,3) | m | height | The height of the platform from the ground | N | N | 4.657
BL-PLAT | Platform | Gap Filler Fitted | Yes_or_No | Alphanumeric | varchar(64) | N/A | gapFillerFitted | Whether or not the platform has a gap filler fitter | N | N | Y
BL-PLAT | Platform | Length | No Value List | Decimal | number(7,3) | m | length | The length of the platform | N | N | 4.657
BL-PLAT | Platform | Length | No Value List | Decimal | number(7,3) | m | length | The length of the platform | N | N | 4.657
BL-PLAT | Platform | Level Access | Yes_or_No | Alphanumeric | varchar(64) | N/A | levelAccess | Whether or not the platform is accessible at level | N | N | Y
BL-PLAT | Platform | Width | No Value List | Decimal | number(7,3) | m | width | The average width of the platform. | N | N | 4.657
BL-PLAT | Platform | Safety Line | Yes_or_No | Alphanumeric | varchar(64) | N/A | safetyLine | Whether or not the platform has a yellow safety line | N | N | Y
BL-PLAT | Platform | Coping Finish | Coping_Finish | Alphanumeric | varchar(64) | N/A | copingFinish | The coping finish type. | N | N | NIL
BL-PLAT | Platform | Structural Material | Structural_Material_Platform | Alphanumeric | varchar(64) | N/A | structuralMaterial | The primary material of the platform structure | N | N | CONC
BL-PLAT | Platform | Surface Material | Surface_Material_Platform | Alphanumeric | varchar(64) | N/A | surfaceMaterial | The primary surface material of the platform (excluding coping). | N | N | ASPH
BL-ROOF | Roof | Height | No Value List | Decimal | number(7,3) | m | height | The height of the roof relative to the ground | N | N | 4.657
BL-ROOF | Roof | Length | No Value List | Decimal | number(7,3) | m | length | The length of the roof | N | N | 4.657
BL-ROOF | Roof | Perimeter | No Value List | Decimal | number(7,3) | m | perimeter | The perimeter of the roof of the building | N | N | 24.605
BL-ROOF | Roof | Width | No Value List | Decimal | number(7,3) | m | width | The width of the roof | N | N | 4.657
BL-ROOF | Roof | Roof Anchor | Roof_Anchor | Alphanumeric | varchar(64) | N/A | roofAnchor | The type of roof anchor installed. | N | N | ADBA
BL-ROOF | Roof | Material | Material_Roof | Alphanumeric | varchar(64) | N/A | material | The primary roof material. | N | N | ASPH
BL-WALK | Walkway | Length | No Value List | Decimal | number(7,3) | m | length | The length of the walkway | N | N | 4.657
BL-WALK | Walkway | Width | No Value List | Decimal | number(7,3) | m | width | The average width of the walkway | N | N | 4.657
BL-WALK | Walkway | Structural Material | Structural_Material_Walkway | Alphanumeric | varchar(64) | N/A | structuralMaterial | The primary material of the walkway | N | N | ALUM
BL-WALK | Walkway | Surface Material | Surface_Material_Walkway | Alphanumeric | varchar(64) | N/A | surfaceMaterial | The primary surface material of the walkway. | N | N | CONC
BR-BRAB | Bridge Abutment | Material | Material_Bridge_Abutment | Alphanumeric | varchar(64) | N/A | material | The primary structural material of the bridge abutment | N | N | BRCK
BR-BRBE | Bridge Bearing | Large Special Bearing | Yes_or_No | Alphanumeric | varchar(64) | N/A | largeSpecialBearing | Whether it is a large / special bearing | N | N | Y
BR-BRDE | Bridge Deck | Material | Material_Bridge_Deck | Alphanumeric | varchar(64) | N/A | material | The primary structural material of the bridge deck | N | N | CONC
BR-BRDG | Bridge | Bridge Part of Station Building | Yes_or_No | Alphanumeric | varchar(64) | N/A | bridgePartofStationBuilding | Is bridge part of the station building | N | N | Y
BR-BRDG | Bridge | Approved Vehicular Configuration | Approved_Vehicular_Configuration | Alphanumeric | varchar(64) | N/A | approvedVehicularConfiguration | The approved vehicular configurations allowed to access the bridge | N | N | Class 1
BR-BRDG | Bridge | Bridge Health Index | No Value List | Integer | number(8) | N/A | bridgeHealthIndex | An index to quantify the status of bridge health | N | N | 3
BR-BRDG | Bridge | Border Bridge | Border_Bridge | Alphanumeric | varchar(64) | N/A | borderBridge | The state the bridge carries over into from NSW | N | N | NA
BR-BRDG | Bridge | Count of Bridge Safety Refuge Fitted | No Value List | Integer | number(8) | EACH | countofBridgeSafetyRefugeFitted | Count of safety refuge fitted to the bridge | N | N | 14
BR-BRDG | Bridge | Bridge Part of Station Building | Yes_or_No | Alphanumeric | varchar(64) | N/A | bridgePartofStationBuilding | The bridge is part of a station building (for example for pedestrians) | N | N | Y
BR-BRDG | Bridge | Bridge Usage | Bridge_Usage | Alphanumeric | varchar(64) | N/A | bridgeUsage | The type of movement allowed on the bridge e.g. pedestrian, vehicular traffic or if a utility crosses with the bridge | Y | N | ANIM
BR-BRDG | Bridge | Design Code | No Value List | Alphanumeric | varchar(64) | N/A | designCode | Details of the design code the bridge was built to | N | N | TS1649
BR-BRDG | Bridge | Bridge Safety Walkway Fitted | Yes_or_No | Alphanumeric | varchar(64) | N/A | bridgeSafetyWalkwayFitted | Is a safety walkway fitted? | N | N | Y
BR-BRDG | Bridge | Importance Level | No Value List | Decimal | number(7,3) | N/A | importanceLevel | Earthquake rating of the structure (Richter Scale) in accordance with AS 1170.4 (as Part of the National Constructure Code) | N | N | 4.6
BR-BRDG | Bridge | Length | No Value List | Decimal | number(7,3) | m | length | The length of the bridge | N | N | 4.657
BR-BRDG | Bridge | Load Rating | No Value List | Decimal | number(7,3) | t | loadRating | The load rating for the structure considering the structure elements are in the As Is condition. The value accounts for any major defects which reduce the member's as new capacity, dynamic effects and load factors etc. The value is expressed in terms of the reference load used to perform the load rating assessment. For ratings Undertaken post-1992, the referenced load should be 300LA for Underbridges, SM1600 for overbridges and kPa unit for footbridges. Examples for post-1992 ratings may be 300LA, 280LA, SM1600, SM1400, 10kPa, 8kPa, etc. Examples for pre-1992 ratings may be 300A12, 280A12, M270, M255, T44, T33, HS20, etc. All Load Rtg As Is attributes are to be entered together. | N | N | 10.345
BR-BRDG | Bridge | Posted Load Limit for Rigid Trucks | No Value List | Decimal | number(7,3) | t | postedLoadLimitforRigidTrucks | The posted load limit for rigid trucks crossing a deficient bridge structure | N | N | 10.345
BR-BRDG | Bridge | Posted Load Limit for Semitrailers | No Value List | Decimal | number(7,3) | t | postedLoadLimitforSemitrailers | The posted load limit for semitrailers crossing a deficient bridge structure | N | N | 10.345
BR-BRDG | Bridge | Spatial Orientation | Spatial_Orientation | Alphanumeric | varchar(64) | N/A | spatialOrientation | The spatial orientation of the bridge | N | N | RBOR
BR-BRDG | Bridge | Material | Material_Bridge | Alphanumeric | varchar(64) | N/A | material | The primary structural material of the bridge | N | N | CONC
BR-BRDG | Bridge | Monitoring Requirement | Monitoring_Requirement | Alphanumeric | varchar(64) | N/A | monitoringRequirement | The monitoring requirement for the bridge elements | N | N | DPGG
BR-BRDG | Bridge | Risk Rating | No Value List | Alphanumeric | varchar(64) | N/A | riskRating | The risk rating for the bridge structure | N | N | 3
BR-BRDG | Bridge | Signposted Vertical Clearance | No Value List | Decimal | number(7,3) | m | signpostedVerticalClearance | The signposted vertical clearance if travelling over the bridge | N | N | 4.657
BR-BRDG | Bridge | Vehicular Gross Weight Limit | No Value List | Decimal | number(7,3) | t | vehicularGrossWeightLimit | The vehicular gross load limit on the structure | N | N | 10.345
BR-BRDG | Bridge | Screen Electrical Safety Required | Yes_or_No | Alphanumeric | varchar(64) | N/A | screenElectricalSafetyRequired | Whether an electrical safety screen is required to be fitted. Screens can be a steel horizontal, vertical standalone or vertical integrated type with other protection screens. | N | N | Y
BR-BRDG | Bridge | Screen Protect Required | Yes_or_No | Alphanumeric | varchar(64) | N/A | screenProtectRequired | Whether an anti-throw/protection screen is required to be fitted. Screens can be vertical standalone or vertical integrated type with other protection screens. | N | N | Y
BR-BRDG | Bridge | Vertical Clearance | No Value List | Decimal | number(7,3) | m | verticalClearance | The permissible vertical clearance under the bridge | N | N | 4.657
BR-BRDG | Bridge | Utility Supported by Bridge | Utility_Supported_by_Bridge | Alphanumeric | varchar(64) | N/A | utilitySupportedbyBridge | Any utility or service type that is attached or supported by the structure. | Y | N | CMUN
BR-BRDG | Bridge | Waterway Horizontal Clearance | No Value List | Decimal | number(7,3) | m | waterwayHorizontalClearance | The maximum horizonal clearance under the bridge. Eg the maximum width of a vessel that can pass under the bridge at the navigable maritime channel span. | N | N | 4.657
BR-BRDG | Bridge | Moveable | Moveable_or_Fixed | Alphanumeric | varchar(64) | N/A | moveable | Is the bridge fixed or moveable | N | N | FXED
BR-BRDG | Bridge | Width | No Value List | Decimal | number(7,3) | m | width | The length weighted average width of all spans. | N | N | 4.657
BR-BRDG-MCUL | Bridge - Major Culvert | Culvert Cell Type | Culvert_Cell_Type | Alphanumeric | varchar(64) | N/A | culvertCellType | The type of culvert structure when a bridge is assessed as a major culvert. | N | N | ARCH
BR-BRFD | Bridge Foundation | Material | Material_Bridge_Foundation | Alphanumeric | varchar(64) | N/A | material | The primary material of the foundation | N | N | CONC
BR-BRJT | Bridge Joint | Large Special Deck Joint | Yes_or_No | Alphanumeric | varchar(64) | N/A | largeSpecialDeckJoint | Whether large/ special deck joint | N | N | Y
BR-BRPE | Bridge Pier | Underwater | Yes_or_No | Alphanumeric | varchar(64) | N/A | underwater | Is the pile underwater? | N | N | Y
BR-BRPE | Bridge Pier | Material | Material_Bridge_Pier | Alphanumeric | varchar(64) | N/A | material | The primary structural material of the bridge pier | N | N | CONC
BR-BRSP | Bridge Span | Protective Coating | Protective_Coating | Alphanumeric | varchar(64) | N/A | protectiveCoating | The protective coating system applied to the bridge span. | N | N | CRSA
BR-BRSP | Bridge Span | Bridge Risk Rating | Bridge_Risk_Rating | Alphanumeric | varchar(64) | N/A | bridgeRiskRating | Assessed risk rating for the bridge span | N | N | ARL 1
BR-BRSP | Bridge Span | Material | Material_Bridge_Span | Alphanumeric | varchar(64) | N/A | material | The primary structural material of the bridge span | N | N | CONC
BR-BRSP | Bridge Span | Length | No Value List | Decimal | number(7,3) | m | length | For abutment spans, length is defined as the distance between the end of superstructure at abutment face to the centreline of the adjacent pier support. For intermediate spans, length is defined as the distance between centreline of support to centreline of support. Approach slabs and ballast walls are excluded in this dimension. For skew bridges, length is measured along the centreline of the bridge deck. | N | N | 4.657
BR-BRSP | Bridge Span | Span Feature | No Value List | Alphanumeric | varchar(64) | N/A | spanFeature | The unique structural feature of the span that may be special or problematic. | N | N | Special
BR-BRSP | Bridge Span | Span Group | No Value List | Alphanumeric | varchar(64) | N/A | spanGroup | Type of span 1-8, Span1 and 8, Span 1 only, Span 2 only. Noting sometimes bridge spans are identical and in continuous sequence, these spans are grouped together | N | N | Span 1-8
BR-BRSU | Bridge Support | Protective Coating | Protective_Coating | Alphanumeric | varchar(64) | N/A | protectiveCoating | The type of protective coating of substructure | N | N | CRSA
BR-BRSU | Bridge Support | Temporary Supports | Yes_or_No | Alphanumeric | varchar(64) | N/A | temporarySupports | Whether or not the bridge supports are temporary | N | N | Y
BU-BUSV | Bus | Bus Contract | No Value List | Alphanumeric | varchar(64) | N/A | busContract | The contract (reference number) which the bus is utilised | N | N | ID234234
BU-BUSV | Bus | CCTV Camera Count | No Value List | Integer | number(8) | EACH | cctvCameraCount | The number of CCTV cameras fitted. | N | N | 14
BU-BUSV | Bus | First Registration Date | No Value List | Date | YYYY-MM-DD | N/A | firstRegistrationDate | The date that the vehicle was first registered. | N | N | 44718
BU-BUSV | Bus | Floor Configuration | No Value List | Decimal | number(7,3) | mm | floorConfiguration | The floor configuration is based on the height difference between ground and the floor of the vehicle at entrances. | N | N | 2.34
BU-BUSV | Bus | Passenger Seating Capacity | No Value List | Integer | number(8) | EACH | passengerSeatingCapacity | The maximum number seated passengers that can be accommodated. | N | N | 14
BU-BUSV | Bus | Emission Class | Emission_Class | Alphanumeric | varchar(64) | N/A | emissionClass | The Australian emission class tier for vehicles. | N | N | DESL
BU-BUSV | Bus | Engine Fuel Type | Engine_Fuel_Type | Alphanumeric | varchar(64) | N/A | engineFuelType | The engine fuel type for the bus. | N | N | DESL
BU-BUSV | Bus | Passenger Standing Capacity | No Value List | Integer | number(8) | EACH | passengerStandingCapacity | The maximum number standing passengers that can be accommodated. | N | N | 14
BU-BUSV | Bus | Registration Number | No Value List | Alphanumeric | varchar(64) | N/A | registrationNumber | The registration number. | N | N | ADC123
BU-BUSV | Bus | Seat Belt Count | No Value List | Integer | number(8) | EACH | seatBeltCount | The number of seat belts fitted. | N | N | 14
BU-BUSV | Bus | Vehicle Identification Number | No Value List | Alphanumeric | varchar(64) | N/A | vehicleIdentificationNumber | The vehicle identification (transport) number. | N | N | ID123456
BU-BUSV | Bus | Wheelchair Capacity | No Value List | Integer | number(8) | EACH | wheelchairCapacity | The maximum number of wheel chair positions (spaces) that can be accommodated. | N | N | 14
BU-BUSV | Bus | Wheelchair Accessible | Yes_or_No | Alphanumeric | varchar(64) | N/A | wheelchairAccessible | Whether or not the fleet has wheel chair access | N | N | Y
CA-AIRS | Air Supply System | Fuel Capacity | No Value List | Decimal | number(7,3) | L | fuelCapacity | The fuel capacity of the air supply system | N | N | 65
CA-AIRS | Air Supply System | Operating Pressure | No Value List | Decimal | number(7,3) | kPa | operatingPressure | The operating pressure of the air supply system | N | N | 4.65
CA-AIRS | Air Supply System | Pressure Vessel Size | No Value List | Decimal | number(7,3) | m3 | pressureVesselSize | The volumetric size of the pressure vessel | N | N | 20
CA-AIRS | Air Supply System | Compressor Design | Compressor_Design | Alphanumeric | varchar(64) | N/A | compressorDesign | The type of compressor used | N | N | DYNM
CA-EXPJ | Expansion Joint | Material | Material_Expansion_Joint | Alphanumeric | varchar(64) | N/A | material | The primary structural material of the expansion joint | N | N | METL
DA-DATA | Data Asset | Data Category | Data_Category | Alphanumeric | varchar(64) | N/A | dataCategory | Depicts the subset of data type | N | N | TRNL
DA-DATA | Data Asset | Data Asset Structure | Data_Asset_Structure | Alphanumeric | varchar(64) | N/A | dataAssetStructure | Describes the structure of the data | N | N | STRC
DA-DATA | Data Asset | Geometry Object Type | Geometry_Object_Type | Alphanumeric | varchar(64) | N/A | geometryObjectType | Type of geospatial representation (for Geospatial Data Assets only) | N | N | POLG
DA-DATA | Data Asset | Geospatial Dataset Category | Geospatial_Dataset_Category | Alphanumeric | varchar(64) | N/A | geospatialDatasetCategory | Categorisation of geospatial assets, allowing multiple categories separated by commas | N | N | ECON
DA-DATA | Data Asset | Data Domain | Data_Domain | Alphanumeric | varchar(64) | N/A | dataDomain | Data Domain is a concept of partitioning TfNSW enterprise data / information into topical subsets to enable management. | N | N | CUST
DA-DATA | Data Asset | Enterprise Data Catalogue ID | No Value List | Alphanumeric | varchar(64) | N/A | enterprise DataCatalogueID | Identifier within the Enterprise Data Catalogue | N | N | ID123456
DA-DATA | Data Asset | TfNSW Information Label | TfNSW_Information_Label | Alphanumeric | varchar(64) | N/A | tfNSWInformationLabel | Sensitivity level indicator for data handling and sharing requirements | N | N | OFFN
DA-DATA | Data Asset | Personal Information Indicator | Yes_or_No | Alphanumeric | varchar(64) | N/A | personalInformationIndicator | Indicator for data assets containing personal or health information. | N | N | Y
DA-DATA | Data Asset | Personal Information Type | Personal_Information_Type | Alphanumeric | varchar(64) | N/A | personalInformationType | Classification of the type of personal or health information. | N | N | UQID
DA-DATA | Data Asset | Source Data ID | No Value List | Alphanumeric | varchar(64) | N/A | sourceDataID | Identifier of the originating data system or asset | N | N | ID123456
DA-DATA | Data Asset | Downstream Data ID | No Value List | Alphanumeric | varchar(64) | N/A | downstreamDataID | Identifier of dependent data products/assets | N | N | ID123456
DA-DATA | Data Asset | Permitted Use | Permitted_Use | Alphanumeric | varchar(64) | N/A | permittedUse | Audience or users permitted to access or use the asset | N | N | OPEN
DA-PROD | Data Product | Access URL | No Value List | Alphanumeric | varchar(1024) | N/A | accessURL | A link to the digital asset | N | N | https://www.transport.nsw.gov.au/
DG-BSIN | Basin | Depth | No Value List | Decimal | number(7,3) | m | depth | The maximum water depth of the basin | N | N | 4.645
DG-BSIN | Basin | Environment Protection Authority License | No Value List | Alphanumeric | varchar(64) | N/A | environmentProtectionAuthorityLicense | The Environment Protection Authority Licence number | N | N | ID234234
DG-BSIN | Basin | Surface Area | No Value List | Decimal | number(7,3) | m2 | surfaceArea | The total surface area of the basin when full | N | N | 24.505
DG-BSIN | Basin | Material | Material_Basin | Alphanumeric | varchar(64) | N/A | material | The base material of the basin | N | N | CONC
DG-BSIN | Basin | Normal State | Normal_State | Alphanumeric | varchar(64) | N/A | normalState | Is the basins normal state empty or full | N | N | EPTY
DG-BSIN | Basin | Permanent or Temporary | Permanent_or_Temporary | Alphanumeric | varchar(64) | N/A | permanentOrTemporary | Whether the basin (SQID) is permanent or temporary | N | N | PMNT
DG-BSIN | Basin | Volume | No Value List | Decimal | number(7,3) | m3 | volume | The capacity of the basin | N | N | 4.56
DG-CULV | Culvert | Assessed Risk Level | No Value List | Alphanumeric | varchar(64) | N/A | assessedRiskLevel | The level of assessed risk of the culvert | N | N | Low
DG-CULV | Culvert | Culvert Cell Type | Culvert_Cell_Type | Alphanumeric | varchar(64) | N/A | culvertCellType | The type of culvert structure when a bridge is assessed as a major culvert. | N | N | ARCH
DG-CULV | Culvert | Design Capacity | No Value List | Decimal | number(7,3) | m3/s | designCapacity | The design capacity of the culvert | N | N | 3.546
DG-CULV | Culvert | Height | No Value List | Decimal | number(7,3) | m | height | The height of the culvert if non-circular | N | N | 4.657
DG-CULV | Culvert | Purpose | Purpose_Culvert | Alphanumeric | varchar(64) | N/A | purpose | The purpose of the culvert | N | N | CTDR
DG-CULV | Culvert | Length | No Value List | Decimal | number(7,3) | m | length | The length of the culvert | N | N | 4.657
DG-CULV | Culvert | Number Cells | No Value List | Integer | number(8) | EACH | numberCells | The number (or count) of pipes or cells | N | N | 14
DG-CULV | Culvert | Material | Material_Culvert | Alphanumeric | varchar(64) | N/A | material | The primary material of the culvert cell / barrel | N | N | ALCR
DG-CULV | Culvert | Width | No Value List | Decimal | number(7,3) | m | width | The internal diameter of the culvert if circular or the width of the culvert if non-circular | N | N | 4.657
DG-DRNS | Drainage System | Drainage System Function | Drainage_System_Function | Alphanumeric | varchar(64) | N/A | drainageSystemFunction | The function of the drainage system | N | N | BTTR
DG-DRNS | Drainage System | Depth | No Value List | Decimal | number(7,3) | m | depth | The depth of the drainage system | N | N | 4.645
DG-DRNS | Drainage System | Length | No Value List | Decimal | number(7,3) | m | length | The length of the drainage system | N | N | 4.657
DG-DRNS | Drainage System | Width | No Value List | Decimal | number(7,3) | m | width | The internal diameter of the pipe if circular or the average width of the drainage system if non-circular | N | N | 4.657
DG-FLDG | Flood Gate | Height | No Value List | Decimal | number(7,3) | m | height | The height of the flood gate | N | N | 4.657
DG-FLDG | Flood Gate | Material | Material_Flood_Gate | Alphanumeric | varchar(64) | N/A | material | The primary material of the flood gate structure | N | N | CONC
DG-FLDG | Flood Gate | Width | No Value List | Decimal | number(7,3) | m | width | The width of the flood gate | N | N | 4.657
DG-FLDG | Flood Gate | Actuation Mechanism | Actuation_Mechanism | Alphanumeric | varchar(64) | N/A | actuationMechanism | The actuation mechanism of the flood gate | N | N | ELCT
DG-FLUS | Flushing Point | Flow Control | Flow_Control | Alphanumeric | varchar(64) | N/A | flowControl | The method of flow control | N | N | GATE
DG-FLUS | Flushing Point | Material | Material_Flushing_Points | Alphanumeric | varchar(64) | N/A | material | The primary material of the flushing points | N | N | PLST
DG-FLUS | Flushing Point | Control Mechanism | Control_Mechanism | Alphanumeric | varchar(64) | N/A | controlMechanism | The control mechanism of the flushing point | N | N | AUSN
DG-FTRP | Flame Trap | Material | Material_Flame_Trap | Alphanumeric | varchar(64) | N/A | material | The primary material of the flame trap | N | N | STST
DG-FTRP | Flame Trap | Filtration Media | Filtration_Media | Alphanumeric | varchar(64) | N/A | filtrationMedia | The filtration media of the flame trap | N | N | MSSC
DG-POLL | Pollutant Trap | Depth | No Value List | Decimal | number(7,3) | m | depth | The depth of the pollutant trap | N | N | 4.645
DG-POLL | Pollutant Trap | Surface Area | No Value List | Decimal | number(7,3) | m2 | surfaceArea | The total surface area of the pollutant trap | N | N | 24.505
DG-POLL | Pollutant Trap | Permanent or Temporary | Permanent_or_Temporary | Alphanumeric | varchar(64) | N/A | permanentOrTemporary | Whether the pollutant trap (SQID) is permanent or temporary | N | N | PMNT
DG-POLL | Pollutant Trap | Volume | No Value List | Decimal | number(7,3) | m3 | volume | The capacity of the pollutant trap | N | N | 4.56
DG-POLL | Pollutant Trap | Filtration Element | Filtration_Element | Alphanumeric | varchar(64) | N/A | filtrationElement | The filtration element of the pollutant trap | N | N | BSKT
DG-SPLW | Spillway | Material | Material_Spillway | Alphanumeric | varchar(64) | N/A | material | The primary material of the spillway | N | N | CONC
DG-SPLW | Spillway | Spillway Structure | Spillway_Structure | Alphanumeric | varchar(64) | N/A | spillwayStructure | The category of the spillway structure | N | N | CHUT
DG-SUMP | Drainage Sump | Grate Type | Grate_Type | Alphanumeric | varchar(64) | N/A | grateType | The type of lid or grate the sump has | N | N | GRAT
DG-SUMP | Drainage Sump | Material | Material_Drainage_Sump | Alphanumeric | varchar(64) | N/A | material | The primary material of the drainage sump | N | N | CONC
DG-SUMP | Drainage Sump | Depth | No Value List | Decimal | number(7,3) | m | depth | The depth of the sump | N | N | 4.645
DG-SUMP | Drainage Sump | Width | No Value List | Decimal | number(7,3) | m | width | The diameter of the sump or width if not circular | N | N | 4.657
DG-SUMP | Drainage Sump | Pump | Yes_or_No | Alphanumeric | varchar(64) | N/A | pump | Does the sump have a pump | N | N | Y
DG-SUMP | Drainage Sump | Sump Structure | Sump_Structure | Alphanumeric | varchar(64) | N/A | sumpStructure | The category of the sump structure | N | N | BLND
DG-SWAL | Swale | Depth | No Value List | Decimal | number(7,3) | m | depth | The depth of the swale | N | N | 4.645
DG-SWAL | Swale | Length | No Value List | Decimal | number(7,3) | m | length | The length of the swale | N | N | 4.657
DG-SWAL | Swale | Surface Area | No Value List | Decimal | number(7,3) | m2 | surfaceArea | The total surface area of the swale | N | N | 24.505
DG-SWAL | Swale | Material | Material_Swale | Alphanumeric | varchar(64) | N/A | material | The primary material of the swale | N | N | CONC
DG-SWAL | Swale | Volume | No Value List | Decimal | number(7,3) | m3 | volume | The volume of the swale | N | N | 4.56
DG-SWAL | Swale | Width | No Value List | Decimal | number(7,3) | m | width | The average width of the swale | N | N | 4.657
DG-TRCK | Trash Rack | Material | Material_Trash_Rack | Alphanumeric | varchar(64) | N/A | material | The primary material of the trash rack | N | N | ALUM
DG-TRCK | Trash Rack | Trash Rack Structure | Trash_Rack_Structure | Alphanumeric | varchar(64) | N/A | trashRackStructure | The category of the trash rack structure | N | N | ADBR
FE-FERV | Vehicular Ferry | Crew Capacity | No Value List | Integer | number(8) | EACH | crewCapacity | The maximum number of crew members that can be accommodated. | N | N | 14
FE-FERV | Vehicular Ferry | Mandatory Life Buoys | No Value List | Integer | number(8) | EACH | mandatoryLifeBuoys | Mandatory Number of Lifebuoys required for a Vessel | N | N | 14
FE-FERV | Vehicular Ferry | Mandatory Life Jackets | No Value List | Integer | number(8) | EACH | mandatoryLifeJackets | Mandatory Number of Lifejackets required for a Vessel | N | N | 14
FE-FERV | Vehicular Ferry | Mandatory Life Rafts | No Value List | Integer | number(8) | EACH | mandatoryLifeRafts | Mandatory Number of Life rafts required for a Vessel | N | N | 14
FE-FERV | Vehicular Ferry | Passenger Seating Capacity | No Value List | Integer | number(8) | EACH | passengerSeatingCapacity | The maximum number seated passengers that can be accommodated. | N | N | 14
FE-FERV | Vehicular Ferry | Passenger Standing Capacity | No Value List | Integer | number(8) | EACH | passengerStandingCapacity | The maximum number standing passengers that can be accommodated. | N | N | 14
FE-FERV | Vehicular Ferry | Safe Load | No Value List | Decimal | number(7,3) | Kg | safeLoad | The stated maximum safe load for ferry operation | N | N | 4.65
FE-FERV | Vehicular Ferry | Vessel Breadth | No Value List | Decimal | number(7,3) | m | vesselBreadth | The maximum breadth of the vessel measured amidships is as follows: (a) if the vessel has a metal hull – to the moulded line of the frame; (b) if the vessel does not have a metal hull – to the outer surface of the hull. | N | N | 4.35
FE-FERV | Vehicular Ferry | Vessel Depth | No Value List | Decimal | number(7,3) | m | vesselDepth | The depth of a vessel is calculated by measuring the moulded depth of the vessel at the middle of the measured length of the vessel from the moulded line of the keel to the top of the freeboard deck beams at the side of the vessel. | N | N | 4.645
FE-FERV | Vehicular Ferry | Wheelchair Accessible | Yes_or_No | Alphanumeric | varchar(64) | N/A | wheelchairAccessible | Whether or not the fleet has wheel chair access | N | N | Y
FE-FERY | Passenger Ferry | Bicycle Capacity | No Value List | Integer | number(8) | EACH | bicycleCapacity | The specified number of bicycles that can be accommodated. | N | N | 14
FE-FERY | Passenger Ferry | Crew Capacity | No Value List | Integer | number(8) | EACH | crewCapacity | The specified number of operating crew members that can be accommodated. | N | N | 14
FE-FERY | Passenger Ferry | Mandatory Life Buoys | No Value List | Integer | number(8) | EACH | mandatoryLifeBuoys | Mandatory Number of Lifebuoys required for a Vessel | N | N | 14
FE-FERY | Passenger Ferry | Mandatory Life Jackets | No Value List | Integer | number(8) | EACH | mandatoryLifeJackets | Mandatory Number of Lifejackets required for a Vessel | N | N | 14
FE-FERY | Passenger Ferry | Mandatory Life Rafts | No Value List | Integer | number(8) | EACH | mandatoryLifeRafts | Mandatory Number of Life rafts required for a Vessel | N | N | 14
FE-FERY | Passenger Ferry | Passenger Seating Capacity | No Value List | Integer | number(8) | EACH | passengerSeatingCapacity | The maximum number seated passengers that can be accommodated. | N | N | 14
FE-FERY | Passenger Ferry | Passenger Standing Capacity | No Value List | Integer | number(8) | EACH | passengerStandingCapacity | The maximum number standing passengers that can be accommodated. | N | N | 14
FE-FERY | Passenger Ferry | Safe Load | No Value List | Decimal | number(7,3) | Kg | safeLoad | The stated maximum safe load for ferry operation | N | N | 4.65
FE-FERY | Passenger Ferry | Vessel Breadth | No Value List | Decimal | number(7,3) | m | vesselBreadth | The maximum breadth of the vessel measured amidships is as follows: (a) if the vessel has a metal hull – to the moulded line of the frame; (b) if the vessel does not have a metal hull – to the outer surface of the hull. | N | N | 4.35
FE-FERY | Passenger Ferry | Vessel Depth | No Value List | Decimal | number(7,3) | m | vesselDepth | The depth of a vessel is calculated by measuring the moulded depth of the vessel at the middle of the measured length of the vessel from the moulded line of the keel to the top of the freeboard deck beams at the side of the vessel. | N | N | 4.645
FE-FERY | Passenger Ferry | Wheelchair Capacity | No Value List | Integer | number(8) | EACH | wheelchairCapacity | The specified number of wheel chair positions (spaces) that can be accommodated. | N | N | 14
FE-FERY | Passenger Ferry | Wheelchair Accessible | Yes_or_No | Alphanumeric | varchar(64) | N/A | wheelchairAccessible | Whether or not the fleet has wheel chair access | N | N | Y
FO-FOSY | Fuel & Oil System | Number of Tanks | No Value List | Integer | number(8) | EACH | numberofTanks | The total number of tanks in the fuel and oil system | N | N | 14
FO-FOSY | Fuel & Oil System | Pressure | No Value List | Decimal | number(7,3) | kPa | pressure | The operating pressure of the fuel and oil system | N | N | 4.65
FO-FOSY | Fuel & Oil System | Storage Capacity | No Value List | Decimal | number(7,3) | L | storageCapacity | The storage capacity of the fuel/oil system | N | N | 4.35
FO-FOSY | Fuel & Oil System | Flammable Liquid Class | Flammable_Liquid_Class | Alphanumeric | varchar(64) | N/A | flammableLiquidClass | The class of Flammable liquid in accordance with Australian standards | N | N | Class 1
FO-FOSY | Fuel & Oil System | Number of Phases | Number_of_Phases | Alphanumeric | varchar(64) | N/A | numberofPhases | The number of phases in the pump | N | N | SNPH
FO-FOSY | Fuel & Oil System | Primary Fuel | Primary_Fuel | Alphanumeric | varchar(64) | N/A | primaryFuel | The type of fuel or oil used in system | N | N | DESL
FP-CRNE | Crane | Lifting Capacity | No Value List | Decimal | number(7,3) | kg | liftingCapacity | The lifting capacity of the crane | N | N | 4.65
FP-CRNE | Crane | Maximum Lifted Height | No Value List | Decimal | number(7,3) | m | maximumLiftedHeight | The maximum lifting height of the crane | N | N | 4.657
FP-CRNE | Crane | Working Radius | No Value List | Decimal | number(7,3) | m | workingRadius | The working radius of the crane | N | N | 4.35
FP-WASH | Wash Plant | Licence Details | No Value List | Alphanumeric | varchar(64) | N/A | licenceDetails | The NSW Environment Protection Authority licence details, description and other information | N | N | LD123456
FP-WASH | Wash Plant | Licence Expiry | No Value List | Date | YYYY-MM-DD | N/A | licenceExpiry | The NSW Environment Protection Authority licence expiry date | N | N | 44718
FP-WASH | Wash Plant | Licence Number | No Value List | Alphanumeric | varchar(64) | N/A | licenceNumber | The NSW Environment Protection Authority licence number | N | N | LN123456
FP-WEIG | Weighbridge | Deck Type | Deck_Type | Alphanumeric | varchar(64) | N/A | deckType | The deck type of the weighbridge | N | N | ABGR
FP-WEIG | Weighbridge | Foundation Material | Foundation_Material_Weighbridge | Alphanumeric | varchar(64) | N/A | foundationMaterial | The primary material that the foundation is made from. | N | N | CONC
FP-WEIG | Weighbridge | Indicator Type | Indicator_Type | Alphanumeric | varchar(64) | N/A | indicatorType | The indicator type | N | N | DCS
FP-WEIG | Weighbridge | Ramp Type | Ramp_Type | Alphanumeric | varchar(64) | N/A | rampType | The ramp type | N | N | ERRM
FR-FBST | Fire Booster Assembly | System Designed Flow | No Value List | Decimal | number(7,3) | L/s | systemDesignedFlow | The fire booster system design flow rate | N | N | 4.65
FR-FBST | Fire Booster Assembly | Working Pressure | No Value List | Decimal | number(7,3) | kPa | workingPressure | The signposted working pressure | N | N | 4.65
FR-FBST | Fire Booster Assembly | Backflow Prevention Valve Installed | Yes_or_No | Alphanumeric | varchar(64) | N/A | backflowPreventionValveInstalled | If a Backflow Prevention valve is installed or not | N | N | Y
FR-FBST | Fire Booster Assembly | Block Plan Compliant | Yes_or_No | Alphanumeric | varchar(64) | N/A | blockPlanCompliant | If the Block plan is Present/ Complaint | N | N | Y
FR-FBST | Fire Booster Assembly | Water Authority Connection | Yes_or_No | Alphanumeric | varchar(64) | N/A | waterAuthorityConnection | If there is a connection to the Water Authority | N | N | Y
FR-FEXT | Fire Extinguisher | Fire Extinguisher Class | Fire_Extinguisher_Class | Alphanumeric | varchar(64) | N/A | fireExtinguisherClass | The class of fire extinguisher | N | N | Class A
GE-EWOR | Earthwork | Height | No Value List | Decimal | number(7,3) | m | height | The average height of the earthworks embankment or cutting measured vertically | N | N | 4.657
GE-EWOR | Earthwork | Length | No Value List | Decimal | number(7,3) | m | length | The length of the earthworks | N | N | 4.657
GE-EWOR | Earthwork | Slope Angle | No Value List | Decimal | number(7,3) | Degrees | slopeAngle | The average angle of the slope to the horizontal | N | N | 4.65
GE-EWOR | Earthwork | Surface Area | No Value List | Decimal | number(7,3) | m2 | surfaceArea | The surface area of the earthworks | N | N | 24.505
GE-EWOR | Earthwork | Treatment Area | No Value List | Decimal | number(7,3) | m2 | treatmentArea | Area covered by Erosion Protection Shotcrete Fibrecrete treatment | N | N | 24.505
GE-EWOR | Earthwork | Width | No Value List | Decimal | number(7,3) | m | width | The average width of the earthworks measured along the ground | N | N | 4.657
GE-EWOR | Earthwork | Drainage Type | Drainage_Type | Alphanumeric | varchar(64) | N/A | drainageType | Type of drainage installed | N | N | CESS
GE-EWOR | Earthwork | Early Warning System | Yes_or_No | Alphanumeric | varchar(64) | N/A | earlyWarningSystem | Is an early warning system installed | N | N | Y
GE-EWOR | Earthwork | Refuge Safe Place | Refuge_Safe_Place | Alphanumeric | varchar(64) | N/A | refugeSafePlace | Indicates if there is safe place in the vicinity of the cutting, (i.e., either cess is more that 3.5m wide or recessed safe place is provided) | N | N | NO
GE-GSTB | Geotechnical Stabilization | Assessed Risk Level | No Value List | Alphanumeric | varchar(64) | N/A | assessedRiskLevel | The level of assessed risk of the geotechnical stabilisation | N | N | Low
GE-GSTB | Geotechnical Stabilization | Depth | No Value List | Decimal | number(7,3) | m | depth | The depth of the geotechnical stabilisation | N | N | 4.645
GE-GSTB | Geotechnical Stabilization | Height | No Value List | Decimal | number(7,3) | m | height | The average height of the earthworks embankment or cutting measured vertically | N | N | 4.657
GE-GSTB | Geotechnical Stabilization | Length | No Value List | Decimal | number(7,3) | m | length | The average length of the geotechnical stabilisation site along the corridor | N | N | 4.657
GE-GSTB | Geotechnical Stabilization | Maximum Height | No Value List | Decimal | number(7,3) | m | maximumHeight | The maximum height of the slope | N | N | 4.657
GE-GSTB | Geotechnical Stabilization | Surface Area | No Value List | Decimal | number(7,3) | m2 | surfaceArea | The surface area of geotechnical stabilisation | N | N | 24.505
GE-GSTB | Geotechnical Stabilization | Width | No Value List | Decimal | number(7,3) | m | width | The average width of the slope stabilisation measured along the ground | N | N | 4.657
GE-GSTB | Geotechnical Stabilization | Drainage | Active_Passive | Alphanumeric | varchar(64) | N/A | drainage | The type of drainage utilised. Active where the drainage is assisted by pumping or other means, or is passive by way of natural gravity | N | N | ACDR
GE-GSTB | Geotechnical Stabilization | Geotechnical Monitoring Equipment | Yes_or_No | Alphanumeric | varchar(64) | N/A | geotechnicalMonitoringEquipment | Is geotechnical monitoring equipment used for the site | N | N | Y
GE-GSTB | Geotechnical Stabilization | Slope Is Reinforced | Yes_or_No | Alphanumeric | varchar(64) | N/A | slopeIsReinforced | Is the slope reinforced? | N | N | Y
GE-GSTB | Geotechnical Stabilization | Slope Seismic Rating | Slope_Seismic_Rating | Alphanumeric | varchar(64) | N/A | slopeSeismicRating | The seismic rating for the slope | N | N | HIGH
GE-GSTB | Geotechnical Stabilization | Standpipe Installed | Yes_or_No | Alphanumeric | varchar(64) | N/A | standpipeInstalled | Is a standpipe installed? | N | N | Y
GE-GSTB-SSTA | Geotechnical Stabilization - Slope Stabilisation | Slope Angle | No Value List | Decimal | number(7,3) | Degrees | slopeAngle | The average angle of the slope to the horizontal | N | N | 4.65
GE-GSTB-SSTA | Geotechnical Stabilization - Slope Stabilisation | Slope Configuration | Slope_Configuration | Alphanumeric | varchar(64) | N/A | slopeConfiguration | The type of slope | N | N | BRAB
GE-RFLB | Rock Fall Barrier | Height | No Value List | Decimal | number(7,3) | m | height | The average height of the barrier | N | N | 4.657
GE-RFLB | Rock Fall Barrier | Length | No Value List | Decimal | number(7,3) | m | length | The length of the rock fall barrier | N | N | 4.657
GE-RFLB | Rock Fall Barrier | Width | No Value List | Decimal | number(7,3) | m | width | The average width of the rock fall barrier | N | N | 4.657
GE-RFLB | Rock Fall Barrier | Anchored | Yes_or_No | Alphanumeric | varchar(64) | N/A | anchored | Is the rock fall barrier anchored? | N | N | Y
GE-RFLB | Rock Fall Barrier | Protection Structure | Protection_Structure | Alphanumeric | varchar(64) | N/A | protectionStructure | The category of protection structure of the rock fall barrier | N | N | BARI
GT-GTRY | Gantry Structure | Length | No Value List | Decimal | number(7,3) | m | length | The total length of the gantry across the corridor | N | N | 4.657
GT-GTRY | Gantry Structure | Height | No Value List | Decimal | number(7,3) | m | height | The height of the gantry | N | N | 4.657
GT-GTRY | Gantry Structure | Number of Supports | No Value List | Integer | number(8) | EACH | numberofSupports | The number of supports | N | N | 14
GT-GTRY | Gantry Structure | Vertical Clearance | No Value List | Decimal | number(7,3) | m | verticalClearance | The trafficable vertical clearance | N | N | 4.657
GT-GTRY | Gantry Structure | Support | Support_Gantry | Alphanumeric | varchar(64) | N/A | support | The description of the primary function that the gantries and towers serves and or function to wider system of infrastructure | N | N | LNCS
GT-GTRY | Gantry Structure | Foundation Material | Foundation_Material_Gantry_ Structure | Alphanumeric | varchar(64) | N/A | foundationMaterial | The primary material that the foundation is made from. | N | N | COMP
GT-GTRY | Gantry Structure | Construction | Construction_Gantry | Alphanumeric | varchar(64) | N/A | construction | The type of gantry construction | N | N | CTLV
GT-GTRY | Gantry Structure | Gantry Shape | Gantry_Shape | Alphanumeric | varchar(64) | N/A | gantryShape | The shape of the gantry | N | N | ARCH
GT-GTRY | Gantry Structure | Structure Attachment | Yes_or_No | Alphanumeric | varchar(64) | N/A | structureAttachment | If there are attachments on the structure | N | N | Y
GT-GTRY | Gantry Structure | Structure Material | Structure_Material_Gantry_ Structure | Alphanumeric | varchar(64) | N/A | structureMaterial | The primary material that the structure is made from | N | N | ALUM
GT-GTRY | Gantry Structure | Surface Finish | Surface_Finish_Gantry | Alphanumeric | varchar(64) | N/A | surfaceFinish | Material used as surface finish protecting the gantry structure | N | N | ANOD
GT-MAST | Mast | Height | No Value List | Decimal | number(7,3) | m | height | The height of the mast | N | N | 4.657
GT-MAST | Mast | Support | Support_Mast | Alphanumeric | varchar(64) | N/A | support | The description of the primary function that the mast serves and or function to wider system of infrastructure | N | N | CCTV
GT-MAST | Mast | Design | Design_Mast | Alphanumeric | varchar(64) | N/A | design | The design type of mast | N | N | FXED
GT-MAST | Mast | Material | Material_Mast | Alphanumeric | varchar(64) | N/A | material | The primary structural material of the mast | N | N | COMP
GT-OHWS | Overhead Wiring Structure | Height | No Value List | Decimal | number(7,3) | m | height | The height of the structure | N | N | 4.657
GT-OHWS | Overhead Wiring Structure | OHW System ID | No Value List | Alphanumeric | varchar(64) | N/A | oHWSystemID | Overhead wiring System ID | N | N | ID123456
GT-OHWS | Overhead Wiring Structure | Foundation Design | Foundation_Design_Overhead_Wiring_Structure | Alphanumeric | varchar(64) | N/A | foundationDesign | The type of foundation used | N | N | CONF
GT-OHWS | Overhead Wiring Structure | Material | Material_Overhead_Wiring_Structure | Alphanumeric | varchar(64) | N/A | material | The primary structural material of the overhead wiring structure | N | N | CONC
GT-OHWS | Overhead Wiring Structure | Attached Structure | Yes_or_No | Alphanumeric | varchar(64) | N/A | attachedStructure | If the overhead wiring structure has an attached structure | N | N | Y
GT-OHWS | Overhead Wiring Structure | Configuration | Configuration_Overhead_Wiring_Structure | Alphanumeric | varchar(64) | N/A | configuration | The configuration of overhead wiring system | N | N | FXDA
GT-POLE | Pole | Height | No Value List | Decimal | number(7,3) | m | height | The height of the pole | N | N | 4.657
GT-POLE | Pole | Foundation Material | Foundation_Material_Pole | Alphanumeric | varchar(64) | N/A | foundationMaterial | The primary material that the foundation is made from. | N | N | NATU
GT-POLE | Pole | Foundation Design | Foundation_Design_Pole | Alphanumeric | varchar(64) | N/A | foundationDesign | The type of foundation used | N | N | CONP
GT-POLE | Pole | Material | Material_Pole | Alphanumeric | varchar(64) | N/A | material | The primary structural material of the pole | N | N | CONC
GT-POLE | Pole | Standard Design | Yes_or_No | Alphanumeric | varchar(64) | N/A | standardDesign | If a standard design has been implemented or not | N | N | Y
GT-TWER | Tower Structure | Material | Material_Tower_Structure | Alphanumeric | varchar(64) | N/A | material | The primary structural material of the tower structure | N | N | ALUM
LG-LCAR | Tram Car | Crew Capacity | No Value List | Integer | number(8) | EACH | crewCapacity | The maximum number of crew members that can be accommodated. | N | N | 14
LG-LCAR | Tram Car | Height | No Value List | Decimal | number(7,3) | m | height | The height of the tram car | N | N | 4.657
LG-LCAR | Tram Car | Length | No Value List | Decimal | number(7,3) | m | length | The length of the tram car | N | N | 4.657
LG-LCAR | Tram Car | Passenger Seating Capacity | No Value List | Integer | number(8) | EACH | passengerSeatingCapacity | The maximum number seated passengers that can be accommodated for the car/module type. | N | N | 14
LG-LCAR | Tram Car | Passenger Standing Capacity | No Value List | Integer | number(8) | EACH | passengerStandingCapacity | The maximum number standing passengers that can be accommodated. | N | N | 14
LG-LCAR | Tram Car | Width | No Value List | Decimal | number(7,3) | m | width | The width of the tram car | N | N | 4.657
LG-LSET | Tram Set | Crew Capacity | No Value List | Integer | number(8) | EACH | crewCapacity | The maximum number of crew members that can be accommodated. | N | N | 14
LG-LSET | Tram Set | Height | No Value List | Decimal | number(7,3) | m | height | The height of the tram set | N | N | 4.657
LG-LSET | Tram Set | Length | No Value List | Decimal | number(7,3) | m | length | The length of the tram set | N | N | 4.657
LG-LSET | Tram Set | Passenger Seating Capacity | No Value List | Integer | number(8) | EACH | passengerSeatingCapacity | The maximum number seated passengers that can be accommodated for the Set type. | N | N | 14
LG-LSET | Tram Set | Passenger Standing Capacity | No Value List | Integer | number(8) | EACH | passengerStandingCapacity | The maximum number standing passengers that can be accommodated. | N | N | 14
LG-LSET | Tram Set | Train Car Count | No Value List | Integer | number(8) | EACH | trainCarCount | The number of cars/modules that make up a Set or Consist | N | N | 14
LG-LSET | Tram Set | Width | No Value List | Decimal | number(7,3) | m | width | The width of the tram set | N | N | 4.657
LG-LSET | Tram Set | Wheelchair Accessible | Yes_or_No | Alphanumeric | varchar(64) | N/A | wheelchairAccessible | Whether or not the fleet has wheel chair access | N | N | Y
LP-ARAM | Access Ramp | Landing Count | No Value List | Integer | number(8) | EACH | landingCount | The number of landings. | N | N | 14
LP-ARAM | Access Ramp | Landing Count | No Value List | Integer | number(8) | EACH | landingCount | The number of landings. | N | N | 14
LP-ARAM | Access Ramp | Length | No Value List | Decimal | number(7,3) | m | length | The Length Of The access ramp | N | N | 4.657
LP-ARAM | Access Ramp | Maximum Grade | No Value List | Decimal | number(7,3) | % | maximumGrade | Grade of the access ramp. | N | N | 10.052
LP-ARAM | Access Ramp | Width | No Value List | Decimal | number(7,3) | m | width | The width of the ramp. | N | N | 4.657
LP-ARAM | Access Ramp | Surface Material | Surface_Material_Access_Ramp | Alphanumeric | varchar(64) | N/A | surfaceMaterial | The primary surface material. | N | N | ALUM
LP-ARAM | Access Ramp | Structural Material | Structural_Material_Access_Ramp | Alphanumeric | varchar(64) | N/A | structuralMaterial | The primary structural material. | N | N | ALUM
LP-CPRK | Car Park | Disabled Parking Space Count | No Value List | Integer | number(8) | EACH | disabledParkingSpaceCount | The number of disabled parking spaces. | N | N | 14
LP-CPRK | Car Park | Floor Area | No Value List | Decimal | number(7,3) | m2 | floorArea | Total floor area of carpark across all storeys | N | N | 24.505
LP-CPRK | Car Park | Level Count | No Value List | Integer | number(8) | EACH | levelCount | The number of levels. | N | N | 14
LP-CPRK | Car Park | Lot And DP | No Value List | Alphanumeric | varchar(64) | N/A | lotAndDP | Lot and DP identification number | N | N | Lot 1234 & DP 432
LP-CPRK | Car Park | Motorbike Space Count | No Value List | Integer | number(8) | EACH | motorbikeSpaceCount | The number of motorbike spaces. | N | N | 14
LP-CPRK | Car Park | Parking Space Count | No Value List | Integer | number(8) | EACH | parkingSpaceCount | The number of parking spaces. Excludes disabled parking spaces. | N | N | 14
LP-CPRK | Car Park | Total EV Chargers | No Value List | Integer | number(8) | EACH | totalEVChargers | Number of EV chargers installed at carpark | N | N | 14
LP-CPRK | Car Park | Secure | Yes_or_No | Alphanumeric | varchar(64) | N/A | secure | Whether or not the carpark has secure access | N | N | Y
LP-ESMT | Land Easement | Crown Gazetted Date | No Value List | Date | YYYY-MM-DD | N/A | crownGazettedDate | The crown gazetted date | N | N | 44718
LP-ESMT | Land Easement | Easement Area | No Value List | Decimal | number(7,3) | m2 | easementArea | Area of the easement | N | N | 24.505
LP-ESMT | Land Easement | Land Clearance Date | No Value List | Date | YYYY-MM-DD | N/A | landClearanceDate | Date the easement was clear for use | N | N | 44718
LP-ESMT | Land Easement | Bush Fire Prone Land | Yes_or_No | Alphanumeric | varchar(64) | N/A | bushFireProneLand | Whether or not the easement has been classified as bush fire prone | N | N | Y
LP-ESMT | Land Easement | Threatened Species | Yes_or_No | Alphanumeric | varchar(64) | N/A | threatenedSpecies | Does the easement specify any threatened species | N | N | Y
LP-INTG | Interchange | Breadth | No Value List | Decimal | number(7,3) | m | breadth | The breadth of the interchange | N | N | 4.35
LP-INTG | Interchange | Access Assisted | Yes_or_No | Alphanumeric | varchar(64) | N/A | accessAssisted | Whether or not the interchange is access assisted | N | N | Y
LP-INTG | Interchange | Disability Compliant | Yes_or_No | Alphanumeric | varchar(64) | N/A | disabilityCompliant | Whether or not the interchange is disability compliant | N | N | Y
LP-INTG | Interchange | Multimodal | Yes_or_No | Alphanumeric | varchar(64) | N/A | multimodal | Whether or not the interchange supports multimodal services | N | N | Y
LP-LAND | Land | Bushfire Rating | No Value List | Alphanumeric | varchar(64) | N/A | bushfireRating | Bush fire rating associated with the land | N | N | Low
LP-LAND | Land | Crown Gazetted Date | No Value List | Date | YYYY-MM-DD | N/A | crownGazettedDate | The crown gazetted date | N | N | 44718
LP-LAND | Land | DP/SP/CP Number | No Value List | Alphanumeric | varchar(64) | N/A | dpspcpNumber | Relevant DP/SP/CP number associated with the land | N | N | 1/245667
LP-LAND | Land | Land Area | No Value List | Decimal | number(7,3) | m2 | landArea | Area of land | N | N | 24.505
LP-LAND | Land | Lot ID | No Value List | Alphanumeric | varchar(64) | N/A | lotID | Lot ID associate with the land | N | N | ID123456
LP-LAND | Land | Disposal Status | Yes_or_No | Alphanumeric | varchar(64) | N/A | disposalStatus | Whether or not the land has been earmarked for disposal | N | N | Y
LP-LAND | Land | Freehold | Yes_or_No | Alphanumeric | varchar(64) | N/A | freehold | Identifies if land has a freehold title | N | N | Y
LP-LAND | Land | Leasehold | Yes_or_No | Alphanumeric | varchar(64) | N/A | leasehold | Identifies if land has a leasehold title | N | N | Y
LP-LAND | Land | Environmental Protection Area | Yes_or_No | Alphanumeric | varchar(64) | N/A | environmentalProtectionArea | Identifies if land is under environmental protected area | N | N | Y
LP-LAND | Land | Land Zoning | Land_Zoning | Alphanumeric | varchar(64) | N/A | landZoning | NSW zoning classification associated with the land | N | N | R1
LP-LSCP | Landscaping | Depth | No Value List | Decimal | number(7,3) | m | depth | The depth of the landscaping area | N | N | 4.645
LP-LSCP | Landscaping | Grassed Area | No Value List | Decimal | number(7,3) | m2 | grassedArea | The Area That Is Grassed | N | N | 24.505
LP-LSCP | Landscaping | Hard Surface Area | No Value List | Decimal | number(7,3) | m2 | hardSurfaceArea | The Area That Is Hard Surface | N | N | 24.505
LP-LSCP | Landscaping | Landscape Area | No Value List | Decimal | number(7,3) | m2 | landscapeArea | The total area of the landscaping | N | N | 24.505
LP-LSCP | Landscaping | Length | No Value List | Decimal | number(7,3) | m | length | The length of the landscaping space | N | N | 4.657
LP-LSCP | Landscaping | Width | No Value List | Decimal | number(7,3) | m | width | The average width of the landscaping space | N | N | 4.657
LP-PAVG | Paving | Grade | No Value List | Decimal | number(7,3) | % | grade | The grade (rise) of the paving | N | N | 10.052
LP-PAVG | Paving | Length | No Value List | Decimal | number(7,3) | m | length | The length of the paving | N | N | 4.657
LP-PAVG | Paving | Paving Area | No Value List | Decimal | number(7,3) | m2 | pavingArea | The total area of the paving | N | N | 24.505
LP-PAVG | Paving | Width | No Value List | Decimal | number(7,3) | m | width | The average width of the paving | N | N | 4.657
LP-PAVG | Paving | Material | Material_Paving | Alphanumeric | varchar(64) | N/A | material | The primary construction material of the paving | N | N | BRCK
LP-QUAR | Quarry | Ground Area | No Value List | Decimal | number(7,3) | m2 | groundArea | The total ground area of the Quarry | N | N | 24.505
LP-QUAR | Quarry | Native Vegetation | Yes_or_No | Alphanumeric | varchar(64) | N/A | nativeVegetation | Whether Or Not The Quarry Has Native Vegetation | N | N | Y
LP-QUAR | Quarry | Noise Receptor Within 250m | Yes_or_No | Alphanumeric | varchar(64) | N/A | noiseReceptorWithin250m | Whether or not the Quarry has a noise receptor within 250M | N | N | Y
LP-STKY | Stockyard | Ground Area | No Value List | Decimal | number(7,3) | m2 | groundArea | The total ground area of the stockyard | N | N | 24.505
LP-STKY | Stockyard | Has Native Vegetation | Yes_or_No | Alphanumeric | varchar(64) | N/A | hasNativeVegetation | Whether or not the stockyard has native vegetation | N | N | Y
LP-STRA | Stratum | Crown Gazetted Date | No Value List | Date | YYYY-MM-DD | N/A | crownGazettedDate | The crown gazetted date | N | N | 44718
LP-STRA | Stratum | Parcel Area | No Value List | Decimal | number(7,3) | m2 | parcelArea | The area of the land parcel | N | N | 24.505
LP-VHSF | Vehicle Stopping Facility | Number of BBQ Fireplaces | No Value List | Integer | number(8) | EACH | numberofBBQFireplaces | Number of BBQ Fireplaces | N | N | 14
LP-VHSF | Vehicle Stopping Facility | Number of Directional Signs | No Value List | Integer | number(8) | EACH | numberofDirectionalSigns | Number of Directional Signs | N | N | 14
LP-VHSF | Vehicle Stopping Facility | Number of Electric BBQs | No Value List | Integer | number(8) | EACH | numberofElectricBBQs | Number of Electric BBQs | N | N | 14
LP-VHSF | Vehicle Stopping Facility | Number of Gas BBQs | No Value List | Integer | number(8) | EACH | numberofGasBBQs | Number of Gas BBQs | N | N | 14
LP-VHSF | Vehicle Stopping Facility | Number of Information Signs | No Value List | Integer | number(8) | EACH | numberofInformationSigns | Number of Information Signs | N | N | 14
LP-VHSF | Vehicle Stopping Facility | Number of Litter Bins | No Value List | Integer | number(8) | EACH | numberofLitterBins | Number of Litter Bins | N | N | 14
LP-VHSF | Vehicle Stopping Facility | Number of Regulatory Signs | No Value List | Integer | number(8) | EACH | numberofRegulatorySigns | Number of Regulatory Signs | N | N | 14
LP-VHSF | Vehicle Stopping Facility | Number of Seats | No Value List | Integer | number(8) | EACH | numberofSeats | Number of Seats | N | N | 14
LP-VHSF | Vehicle Stopping Facility | Number of Tables | No Value List | Integer | number(8) | EACH | numberofTables | Number of Tables | N | N | 14
LP-VHSF | Vehicle Stopping Facility | Number of Toilets | No Value List | Integer | number(8) | EACH | numberofToilets | Number of Toilets | N | N | 14
LP-VHSF | Vehicle Stopping Facility | Baby Change Facilities | Yes_or_No | Alphanumeric | varchar(64) | N/A | babyChangeFacilities | Whether or not the stopping facility has baby change facilities | N | N | Y
LP-VHSF | Vehicle Stopping Facility | Boat Ramp Access | Yes_or_No | Alphanumeric | varchar(64) | N/A | boatRampAccess | Whether or not the stopping facility has a boat ramp | N | N | Y
LP-VHSF | Vehicle Stopping Facility | Disability Access | Yes_or_No | Alphanumeric | varchar(64) | N/A | disabilityAccess | Whether or not the stopping facility has disability access | N | N | Y
LP-VHSF | Vehicle Stopping Facility | Driver Reviver | Yes_or_No | Alphanumeric | varchar(64) | N/A | driverReviver | Whether or not the stopping facility has driver reviver facilities | N | N | Y
LP-VHSF | Vehicle Stopping Facility | Food Available | Yes_or_No | Alphanumeric | varchar(64) | N/A | foodAvailable | Whether or not the stopping facility has food facilities | N | N | Y
LP-VHSF | Vehicle Stopping Facility | Fuel Available | Yes_or_No | Alphanumeric | varchar(64) | N/A | fuelAvailable | Whether or not the stopping facility has fuel facilities | N | N | Y
LP-VHSF | Vehicle Stopping Facility | Inspector | Yes_or_No | Alphanumeric | varchar(64) | N/A | inspector | Whether or not the stopping facility has a inspector station | N | N | Y
LP-VHSF | Vehicle Stopping Facility | Pets Allowed | Yes_or_No | Alphanumeric | varchar(64) | N/A | petsAllowed | Whether or not the stopping facility allows pets | N | N | Y
LP-VHSF | Vehicle Stopping Facility | Playground | Yes_or_No | Alphanumeric | varchar(64) | N/A | playground | Whether or not the stopping facility has a playground | N | N | Y
LP-VHSF | Vehicle Stopping Facility | Stock Effluent Disposal | Yes_or_No | Alphanumeric | varchar(64) | N/A | stockEffluentDisposal | Whether or not the stopping facility has stock effluent disposal facilities | N | N | Y
LP-VHSF | Vehicle Stopping Facility | Water Supply | Yes_or_No | Alphanumeric | varchar(64) | N/A | waterSupply | Whether or not the stopping facility has available water supply | N | N | Y
LP-VHSF | Vehicle Stopping Facility | Allowed Vehicles | Allowed_Vehicles | Alphanumeric | varchar(64) | N/A | allowedVehicles | The Types Of Vehicle Allowed | N | N | A double
LP-VHSF-VSPA | Vehicle Stopping Facility - Parking Area | Parking Space Capacity | No Value List | Integer | number(8) | EACH | parkingSpaceCapacity | The parking capacity (number of cars spaces) | N | N | 14
LT-LGTF | Lighting System | Lighting Design Standard | No Value List | Alphanumeric | varchar(64) | N/A | lightingDesignStandard | The standards used when designing the light | N | N | ST12345
LT-LGTF | Lighting System | Power Consumption | No Value List | Decimal | number(7,3) | kW | powerConsumption | Power consumption is the amount of electricity a model consumes each year measured in kWh | N | N | 5
LT-LGTF | Lighting System | Lighting Cabinet | Yes_or_No | Alphanumeric | varchar(64) | N/A | lightingCabinet | If a lighting cabinet is fitted or not | N | N | Y
LT-LGTF | Lighting System | Cabling Location | Cabling_Location | Alphanumeric | varchar(64) | N/A | cablingLocation | Describes the location of the cabling (e.g. Overhead/Underground). | N | N | ATGR
LT-LGTF | Lighting System | Electrical Supply Authority | Electrical_Supply_Authority | Alphanumeric | varchar(64) | N/A | electricalSupplyAuthority | The organization responsible for providing electrical power. This attribute is important for managing relationships and agreements with power suppliers. | N | N | AGRD
LT-LGTF | Lighting System | Fuses or Circuit Breaker Protection | Fuses_or_Circuit_Breaker_Protection | Alphanumeric | varchar(64) | N/A | fusesorCircuitBreakerProtection | Whether the circuit is protected by a Fuse or Circuit breaker | N | N | CRBR
LT-LGTF | Lighting System | Power Backup Required | Yes_or_No | Alphanumeric | varchar(64) | N/A | powerBackupRequired | Whether or not the lighting system requires backup power supply. | N | N | Y
MW-FDCS | Fleet Detection & Classification System | Buffer | No Value List | Integer | number(8) | MB | buffer | The amount of storage that holds data while it is being transferred between two locations. It is used to manage data flow and prevent delays or loss during transmission. | N | N | 50
MW-FDCS | Fleet Detection & Classification System | Number of Pits | No Value List | Integer | number(8) | EACH | numberofPits | The count of access points or pits for underground services. It is used to manage and maintain access to underground infrastructure. | N | N | 14
MW-FDCS | Fleet Detection & Classification System | Communication Method | Communication_Method | Alphanumeric | varchar(64) | N/A | communicationMethod | The method or technology used for communication, such as wired or wireless. It is used to determine the appropriate communication infrastructure and devices. | N | N | WRED
MW-FDCS | Fleet Detection & Classification System | Electrical Supply Authority | Electrical_Supply_Authority | Alphanumeric | varchar(64) | N/A | electricalSupplyAuthority | The organization responsible for providing electrical power. This attribute is important for managing relationships and agreements with power suppliers. | N | N | AGRD
MW-FDCS | Fleet Detection & Classification System | Power Backup Required | Yes_or_No | Alphanumeric | varchar(64) | N/A | powerBackupRequired | Whether or not the Fleet Detection and Classification System require backup up power supply | N | N | Y
MW-FDCS | Fleet Detection & Classification System | Traffic Count Controller Required | Yes_or_No_or_NA | Alphanumeric | varchar(64) | N/A | trafficCountControllerRequired | Indicates whether a traffic count controller is installed. It is used to confirm the presence and functionality of traffic monitoring systems. | N | N | NA
MW-MONS | Monitoring System | Number of Pits | No Value List | Integer | number(8) | EACH | numberofPits | The count of access points or pits for underground services. It is used to manage and maintain access to underground infrastructure. | N | N | 14
MW-MONS | Monitoring System | Electrical Supply Authority | Electrical_Supply_Authority | Alphanumeric | varchar(64) | N/A | electricalSupplyAuthority | The organization responsible for providing electrical power. This attribute is important for managing relationships and agreements with power suppliers. | N | N | AGRD
MW-MONS | Monitoring System | Power Backup Required | Yes_or_No | Alphanumeric | varchar(64) | N/A | powerBackupRequired | Whether or not the monitoring system requires backup power supply. | N | N | Y
MW-RDEQ | Rail Detection Equipment | Impedance Bond Count | No Value List | Integer | number(8) | EACH | impedanceBondCount | The number of impedance bonds used in a railway system. It is used to manage and maintain electrical continuity and signal integrity across track joints. | N | N | 14
MW-RDEQ | Rail Detection Equipment | Interface Box Count | No Value List | Integer | number(8) | EACH | interfaceBoxCount | The number of interface boxes used in a system. It is used to manage the connection and integration of various system components. | N | N | 14
MW-RDEQ | Rail Detection Equipment | Traction Area Category | Traction_Area_Category | Alphanumeric | varchar(64) | N/A | tractionAreaCategory | The classification or category of a traction area. It is used to define the operational characteristics and requirements of different traction zones. | N | N | REGN
MW-RDEQ | Rail Detection Equipment | Electrolysis Connection | Yes_or_No | Alphanumeric | varchar(64) | N/A | electrolysisConnection | A connection used to mitigate the effects of electrolysis on railway tracks. It is used to protect tracks from electrochemical corrosion. | N | N | Y
MW-RDEQ | Rail Detection Equipment | Insulated Rail Joint | Yes_or_No | Alphanumeric | varchar(64) | N/A | insulatedRailJoint | A joint used to electrically insulate sections of railway track. It is used to separate track circuits and manage electrical continuity. | N | N | Y
MW-SCAD | Scada System | Primary Usage | Primary_Usage_SCADA | Alphanumeric | varchar(64) | N/A | primaryUsage | The primary purpose the SCADA system is used for | N | N | CMAM
MW-SCAD | Scada System | Power Backup Required | Yes_or_No | Alphanumeric | varchar(64) | N/A | powerBackupRequired | Whether or not the SCADA system requires backup power supply. | N | N | Y
MW-TELS | Telemetry System | Power Backup Required | Yes_or_No | Alphanumeric | varchar(64) | N/A | powerBackupRequired | Whether or not the telemetry system requires backup power supply. | N | N | Y
MW-WISY | Warning & Indicating System | Power Backup Required | Yes_or_No | Alphanumeric | varchar(64) | N/A | powerBackupRequired | Whether or not the warning and indicating system requires backup power supply. | N | N | Y
MW-XNGP | Level Crossing Protection | Advance Warning Light Required | Yes_or_No_or_NA | Alphanumeric | varchar(64) | N/A | advanceWarningLightRequired | A light used to alert drivers and pedestrians of an approaching train well before they reach the crossing. This attribute is crucial for enhancing safety by providing early warnings, allowing sufficient time for vehicles and pedestrians to stop and avoid potential collisions with trains. | N | N | NA
MW-XNGP | Level Crossing Protection | Emergency Exit Gate Release Required | Yes_or_No_or_NA | Alphanumeric | varchar(64) | N/A | emergencyExitGateReleaseRequired | A mechanism that allows for the quick and safe opening of an emergency exit gate in the event of an emergency. This attribute is crucial for ensuring rapid egress from hazardous areas, enhancing the safety of individuals during emergencies. | N | N | NA
MW-XNGP | Level Crossing Protection | Boom Configuration | Boom_Configuration | Alphanumeric | varchar(64) | N/A | boomConfiguration | The specific setup and arrangement of a boom gate system used to control vehicle access at road intersections, railway crossings, or other controlled access points. | N | N | PEDS
MW-XNGP | Level Crossing Protection | Road Traffic Light Interface Required | Yes_or_No | Alphanumeric | varchar(64) | N/A | roadTrafficLightInterfaceRequired | The system or mechanism that facilitates communication and control between road traffic lights and other traffic management systems or devices. This attribute is crucial for ensuring synchronized operation of traffic signals, optimizing traffic flow, and enhancing safety at intersections. | N | N | Y
NA-ESGN | Electronic Sign System | Number of Pits | No Value List | Integer | number(8) | EACH | numberofPits | The count of access points or pits for underground services. It is used to manage and maintain access to underground infrastructure. | N | N | 14
NA-ESGN | Electronic Sign System | Orientation | No Value List | Decimal | number(7,3) | Degrees | orientation | The orientation related to an asset. This attribute is crucial for positioning and aligning assets correctly. | N | N | 4.65
NA-ESGN | Electronic Sign System | Sign Size | No Value List | Decimal | number(7,3) | mm | signSize | The cross section dimensions of a sign. It is used to ensure visibility and compliance with regulatory standards. | N | N | 2.34
NA-ESGN | Electronic Sign System | Above Ground or Below Ground | Above_Ground_or_Below_Ground | Alphanumeric | varchar(64) | N/A | aboveGroundorBelowGround | Cabling installed above or below ground | N | N | ABGR
NA-ESGN | Electronic Sign System | Communication Method | Communication_Method | Alphanumeric | varchar(64) | N/A | communicationMethod | The method or technology used for communication, such as wired or wireless. It is used to determine the appropriate communication infrastructure and devices. | N | N | WRED
NA-ESGN | Electronic Sign System | Connected Radar Unit | Yes_or_No | Alphanumeric | varchar(64) | N/A | connectedRadarUnit | A radar system that is integrated with other systems or networks to provide real-time data and enhance situational awareness. This attribute is crucial for monitoring and detecting objects or conditions, ensuring timely and accurate information is available for decision-making. | N | N | Y
NA-ESGN | Electronic Sign System | Data Logger Present | Yes_or_No | Alphanumeric | varchar(64) | N/A | dataLoggerPresent | Indicates whether a data logger is present in the system. This attribute is important for monitoring and recording system performance. | N | N | Y
NA-ESGN | Electronic Sign System | Electrical Supply Authority | Electrical_Supply_Authority | Alphanumeric | varchar(64) | N/A | electricalSupplyAuthority | The organization responsible for providing electrical power. This attribute is important for managing relationships and agreements with power suppliers. | N | N | AGRD
NA-ESGN | Electronic Sign System | Power Backup Required | Yes_or_No | Alphanumeric | varchar(64) | N/A | powerBackupRequired | Whether or not the electronic sign system requires backup power supply. | N | N | Y
NA-SIGS | Signal System | Power Backup Required | Yes_or_No | Alphanumeric | varchar(64) | N/A | powerBackupRequired | Whether or not the signal system requires backup power supply. | N | N | Y
NE-CABS | Cable System | Current Rating | No Value List | Decimal | number(7,3) | A | currentRating | The rated amperage of the cable system | N | N | 2.4
NE-CABS | Cable System | Diameter | No Value List | Decimal | number(7,3) | mm | diameter | The diameter of the cable system. | N | N | 2.34
NE-CABS | Cable System | Length | No Value List | Decimal | number(7,3) | m | length | The lineal measurement of the cable system from end to end. | N | N | 4.657
NE-CABS | Cable System | Material | Material_Cable | Alphanumeric | varchar(64) | N/A | material | The material of the cable system core | N | N | ALUM
NE-CABS-CSCO | Cable System - Communications | Data Capacity | No Value List | Alphanumeric | varchar(64) | N/A | dataCapacity | The Maximum amount of data throughput the cable system can sustain. | N | N | 128
NE-CDBB | Communication Distribution Backbone | Data Centre ID | No Value List | Alphanumeric | varchar(64) | N/A | dataCentreID | A unique identifier for a data centre. This attribute is essential for managing and locating data centre resources. | N | N | ID123456
NE-COSS | Communications System | Buffer | No Value List | Integer | number(8) | MB | buffer | The amount of storage that holds data while it is being transferred between two locations. It is used to manage data flow and prevent delays or loss during transmission. | N | N | 128
NE-COSS | Communications System | Host ID | No Value List | Alphanumeric | varchar(64) | N/A | hostID | Host ID of the main computer or server in a network. This attribute is essential for managing network infrastructure and ensuring connectivity. | N | N | ID123456
NE-COSS | Communications System | Number of Nodes | No Value List | Integer | number(8) | EACH | numberofNodes | The total count of nodes within a network. This attribute is important for understanding network complexity and capacity. | N | N | 14
NE-COSS | Communications System | Communications Service Provider | Communications_Service_Provider | Alphanumeric | varchar(64) | N/A | communicationsServiceProvider | The communication Service providers name | N | N | ASIM
NE-COSS | Communications System | Communications Services | Communications_Services | Alphanumeric | varchar(64) | N/A | communicationsServices | The communications service network technology type | N | N | 3G
NE-COSS | Communications System | Electrical Supply Authority | Electrical_Supply_Authority | Alphanumeric | varchar(64) | N/A | electricalSupplyAuthority | The organization responsible for providing electrical power. This attribute is important for managing relationships and agreements with power suppliers. | N | N | AGRD
NE-COSS | Communications System | Power Backup Required | Yes_or_No | Alphanumeric | varchar(64) | N/A | powerBackupRequired | Whether or not the communications system requires backup power supply. | N | N | Y
NE-NESY | Network System | Communications Service Provider | Communications_Service_Provider | Alphanumeric | varchar(64) | N/A | communicationsServiceProvider | The communication Service providers name | N | N | ASIM
NE-NESY | Network System | Communications Services | Communications_Services | Alphanumeric | varchar(64) | N/A | communicationsServices | The communications service network technology type | N | N | 3G
NE-NESY | Network System | Electrical Supply Authority | Electrical_Supply_Authority | Alphanumeric | varchar(64) | N/A | electricalSupplyAuthority | The organization responsible for providing electrical power. This attribute is important for managing relationships and agreements with power suppliers. | N | N | AGRD
NE-NEUE | Network User Equipment | Count of Off-Network Asset | No Value List | Integer | number(8) | EACH | countofOff-NetworkAsset | Number of network user equipment that are not part of the primary network but still require monitoring and maintenance. | N | N | 14
NE-NEUE | Network User Equipment | Number of Pits | No Value List | Integer | number(8) | EACH | numberofPits | The count of access points or pits for underground services. It is used to manage and maintain access to underground infrastructure. | N | N | 14
NE-NEUE | Network User Equipment | Communications Service Provider | Communications_Service_Provider | Alphanumeric | varchar(64) | N/A | communicationsServiceProvider | The communication Service providers name | N | N | ASIM
NE-NEUE | Network User Equipment | Communications Services | Communications_Services | Alphanumeric | varchar(64) | N/A | communicationsServices | The communications service network technology type | N | N | 3G
NE-NEUE | Network User Equipment | Electrical Supply Authority | Electrical_Supply_Authority | Alphanumeric | varchar(64) | N/A | electricalSupplyAuthority | The organization responsible for providing electrical power. This attribute is important for managing relationships and agreements with power suppliers. | N | N | AGRD
NE-NEUE | Network User Equipment | Power Backup Required | Yes_or_No | Alphanumeric | varchar(64) | N/A | powerBackupRequired | Whether or not the network equipment requires backup power supply. | N | N | Y
NE-SERV | Server & Data Storage | BIOS Date | No Value List | Date | YYYY-MM-DD | N/A | bIOSDate | The date when the Basic Input/Output System (BIOS) was last updated. This attribute is important for managing system firmware and ensuring it is up-to-date. | N | N | 44718
NE-SERV | Server & Data Storage | BIOS Vendor | No Value List | Alphanumeric | varchar(64) | N/A | bIOSVendor | The manufacturer of the BIOS. This attribute helps in identifying and managing BIOS-related information and support. | N | N | ABC
NE-SERV | Server & Data Storage | BIOS Version | No Value List | Alphanumeric | varchar(64) | N/A | bIOSVersion | The specific version of the BIOS installed on a system. This attribute is crucial for compatibility and troubleshooting in IT asset management. | N | N | 3.45
NE-SERV | Server & Data Storage | Cores Per Cpu | No Value List | Integer | number(8) | EACH | coresPerCpu | The number of processing cores in a single CPU. This attribute is important for understanding the processing power and capacity of computer systems. | N | N | 14
NE-SERV | Server & Data Storage | Host ID | No Value List | Alphanumeric | varchar(64) | N/A | hostID | Host ID of the main computer or server in a network. This attribute is essential for managing network infrastructure and ensuring connectivity. | N | N | ID123456
NE-SERV | Server & Data Storage | Number of Cores | No Value List | Integer | number(8) | EACH | numberofCores | The total number of processing cores across all CPUs in a system. This attribute aids in assessing the computing power and performance of a system. | N | N | 14
NE-SERV | Server & Data Storage | Number of CPU | No Value List | Integer | number(8) | EACH | numberofCPU | The total count of CPUs installed in a system. This attribute is used to understand the processing capacity and plan for system upgrades or maintenance. | N | N | 14
NE-SERV | Server & Data Storage | Number of Memory | No Value List | Integer | number(8) | MB | numberofMemory | The total amount of memory (RAM) installed in a system. This attribute is important for managing system performance and capacity. | N | N | 4
NE-SOFT | Software | Assigned Licence ID | No Value List | Alphanumeric | varchar(64) | N/A | assignedLicenceID | Licence ID of software | N | N | ID123456
NE-SOFT | Software | Publisher | No Value List | Alphanumeric | varchar(64) | N/A | publisher | The company or entity that publishes the software or product. This attribute is important for identifying the source of the product and obtaining support. | N | N | ABS
NE-SOFT | Software | Sil Level | No Value List | Integer | number(8) | N/A | silLevel | The Safety Integrity Level assigned to an asset indicating its level of risk reduction. This attribute is essential for managing safety-critical assets. | N | N | Low
NE-SOFT | Software | Version Number | No Value List | Alphanumeric | varchar(64) | N/A | versionNumber | The specific version or edition of a software or hardware product. | N | N | 3.45
NE-SOFT | Software | Software Category | Software_Category | Alphanumeric | varchar(64) | N/A | softwareCategory | The classification of software based on its functionality and use in the transport system | N | N | CMUN
NG-ATON | Aid To Navigation | Navigation Marker | Navigation_Marker | Alphanumeric | varchar(64) | N/A | navigationMarker | The navigation marker | N | N | ISDA
NG-CTLM | Control Mark | Meterage Adjustment | No Value List | Decimal | number(7,3) | m | meterageAdjustment | The meterage adjustment at the control mark (e.g. 4km 102+20.345) | N | N | 4km 102+20.345
NG-CTLM | Control Mark | Offset To Near Rail | No Value List | Decimal | number(7,3) | mm | offsetToNearRail | The horizontal offset from the face of the control mark to the design running face of the nearest rail of the referenced track as shown on the plaque. A +ve offset means that the mark is on the up side of the track. A -ve offset means that the mark is on the down side of the track. | N | N | -4.234
NG-CTLM | Control Mark | Plaque Centre | No Value List | Decimal | number(7,3) | mm | plaqueCentre | The design track centres from the referenced track to the adjacent track as shown on the plaque. | N | N | 2.34
NG-CTLM | Control Mark | Plaque Meterage | No Value List | Decimal | number(7,3) | m | plaqueMeterage | The control mark track meterage reference as shown on the plaque. | N | N | 102+20.345
NG-CTLM | Control Mark | Plaque Track Reference | No Value List | Alphanumeric | varchar(64) | N/A | plaqueTrackReference | The track name reference as shown on the plaque e.g. UP MAIN, DN SUB | N | N | DN SUB
NG-CTLM | Control Mark | Material | Material_Control_Mark | Alphanumeric | varchar(64) | N/A | material | The primary material of the control mark | N | N | BBAR
NG-MOOR | Mooring | Mooring Category | Mooring_Category | Alphanumeric | varchar(64) | N/A | mooringCategory | The mooring category | N | N | COMM
NG-MOOR | Mooring | Courtesy Mooring | Yes_or_No_or_NA | Alphanumeric | varchar(64) | N/A | courtesyMooring | Is it a courtesy mooring | N | N | NA
NG-MOOR | Mooring | Emergency Mooring | Yes_or_No_or_NA | Alphanumeric | varchar(64) | N/A | emergencyMooring | Is it a emergency mooring | N | N | NA
PK-PMKL | Longitudinal Pavement Marking | Length | No Value List | Decimal | number(7,3) | m | length | The length of the longitudinal pavement marking | N | N | 4.657
PK-PMKL | Longitudinal Pavement Marking | Longitudinal Pavement Marking Category | Longitudinal_Pavement_Marking_Category | Alphanumeric | varchar(64) | N/A | longitudinalPavementMarkingCategory | The category of pavement marking | N | N | ATLI
PK-PMKL | Longitudinal Pavement Marking | Audible | Yes_or_No | Alphanumeric | varchar(64) | N/A | audible | The marking has audible capability | N | N | Y
PK-PMKL | Longitudinal Pavement Marking | Bead Type | Bead_Type | Alphanumeric | varchar(64) | N/A | beadType | The type of bead on pavement markings | N | N | NONE
PK-PMKL | Longitudinal Pavement Marking | Colour | Colour_Pavement_Marking | Alphanumeric | varchar(64) | N/A | colour | The colour of the pavement marking | N | N | BLCK
PK-PMKL | Longitudinal Pavement Marking | Pavement Marking Paint | Pavement_Marking_Paint | Alphanumeric | varchar(64) | N/A | pavementMarkingPaint | The Type of pavement marking paint. | N | N | ADHS
PK-PMKL | Longitudinal Pavement Marking | Reflective | Yes_or_No | Alphanumeric | varchar(64) | N/A | reflective | Is the marking is reflectorised | N | N | Y
PK-PMKL-RPMA | Longitudinal Pavement Marking - Raised Pavement Marking | Rpm Number | No Value List | Integer | number(8) | EACH | rpmNumber | Number of raised pavement markers | N | N | 14
PK-PMKS | Symbolic Pavement Marking | Marking Message | No Value List | Alphanumeric | varchar(64) | N/A | markingMessage | The description of the symbol or wording of the symbolic pavement marking | N | N | STOP
PK-PMKS | Symbolic Pavement Marking | Marking Size | No Value List | Decimal | number(7,3) | m2 | markingSize | The size of the marking | N | N | 25
PK-PMKS | Symbolic Pavement Marking | School Zone ID | No Value List | Integer | number(8) | N/A | schoolZoneID | The unique identifier for a school zone | N | N | ID123456
PK-PMKS | Symbolic Pavement Marking | Bead Type | Bead_Type | Alphanumeric | varchar(64) | N/A | beadType | The type of bead on pavement markings | N | N | NONE
PK-PMKS | Symbolic Pavement Marking | Colour | Colour_Pavement_Marking | Alphanumeric | varchar(64) | N/A | colour | The colour of the pavement marking | N | N | BLCK
PK-PMKS | Symbolic Pavement Marking | Pavement Marking Paint | Pavement_Marking_Paint | Alphanumeric | varchar(64) | N/A | pavementMarkingPaint | The Type of pavement marking paint. | N | N | ADHS
PK-PMKS | Symbolic Pavement Marking | Reflective | Yes_or_No | Alphanumeric | varchar(64) | N/A | reflective | The marking is reflectorised | N | N | Y
PK-PMKT | Transverse Pavement Marking | Marking Size | No Value List | Decimal | number(7,3) | m2 | markingSize | The size of the marking | N | N | 25.75
PK-PMKT | Transverse Pavement Marking | Bead Type | Bead_Type | Alphanumeric | varchar(64) | N/A | beadType | The type of bead on pavement markings | N | N | NONE
PK-PMKT | Transverse Pavement Marking | Colour | Colour_Pavement_Marking | Alphanumeric | varchar(64) | N/A | colour | The colour of the pavement marking | N | N | BLCK
PK-PMKT | Transverse Pavement Marking | Pavement Marking Paint | Pavement_Marking_Paint | Alphanumeric | varchar(64) | N/A | pavementMarkingPaint | The Type of pavement marking paint. | N | N | ADHS
PK-PMKT | Transverse Pavement Marking | Reflective | Yes_or_No | Alphanumeric | varchar(64) | N/A | reflective | The marking is reflectorised | N | N | Y
NG-SIGN | Static Signage | Critical Clearance Requirements | No Value List | Decimal | number(7,3) | m | criticalClearanceRequirements | The critical clearance measured in metres | N | N | 4.657
NG-SIGN | Static Signage | Height | No Value List | Decimal | number(7,3) | m | height | The height of the sign face | N | N | 4.657
NG-SIGN | Static Signage | Number of Posts | No Value List | Integer | number(8) | EACH | numberofPosts | The number of posts supporting the sign | N | N | 14
NG-SIGN | Static Signage | Sign Drawing ID | No Value List | Alphanumeric | varchar(64) | N/A | signDrawingID | The applicable drawing ID e.g. Australian Standard Reference | N | N | ID123456
NG-SIGN | Static Signage | Support Structure Type | Support_Structure_Type | Alphanumeric | varchar(64) | N/A | supportStructureType | The type of support structure | N | N | HRMS
NG-SIGN | Static Signage | Width | No Value List | Decimal | number(7,3) | m | width | The width of the sign face | N | N | 4.657
NG-SIGN-ROSI | Static Signage - Road Signage | Sign Size | Sign_Size | Alphanumeric | varchar(64) | N/A | signSize | The size of the sign | N | N | MOD
NG-SIGN-ROSI | Static Signage - Road Signage | Static Signage Category | Static_Signage_Category | Alphanumeric | varchar(64) | N/A | staticSignageCategory | The category of sign | N | N | BULD
NG-TACT | Tactile Indicator | Number of Indicator Tiles | No Value List | Integer | number(8) | EACH | numberofIndicatorTiles | The count of tactile indicators | N | N | 14
NR-TLLS | Tolling System | Detection Zone | No Value List | Decimal | number(7,3) | m2 | detectionZone | The area of detection of vehicles | N | N | Counter
NR-TLLS | Tolling System | Automated Vehicle Identification | Automated_Vehicle_Identification | Alphanumeric | varchar(64) | N/A | automatedVehicleIdentification | The method of automatically identifying vehicle types | N | N | ID123456
NR-TLLS | Tolling System | Tolling Method | Tolling_Method | Alphanumeric | varchar(64) | N/A | tollingMethod | The method of tolling used to charge motorists | N | N | FXED
OC-COPA | Control Panel | Controller Model | Controller_Model | Alphanumeric | varchar(64) | N/A | controllerModel | The controller model and technology | N | N | ATCS4
OC-CSEQ | Control System Equipment (Corridor) | Communications Service Provider | Communications_Service_Provider | Alphanumeric | varchar(64) | N/A | communicationsServiceProvider | The communication Service providers name | N | N | ASIM
OC-CSEQ | Control System Equipment (Corridor) | Communications Services | Communications_Services | Alphanumeric | varchar(64) | N/A | communicationsServices | The communications service network technology type | N | N | 3G
OC-CSEQ | Control System Equipment (Corridor) | Controller Function | Controller_Function | Alphanumeric | varchar(64) | N/A | controllerFunction | Whether the controller is master or slave | N | N | MSTR
OC-CSEQ | Control System Equipment (Corridor) | Controller Model | Controller_Model | Alphanumeric | varchar(64) | N/A | controllerModel | The controller model and technology | N | N | ATCS4
OC-CSEQ | Control System Equipment (Corridor) | Electrical Supply Authority | Electrical_Supply_Authority | Alphanumeric | varchar(64) | N/A | electricalSupplyAuthority | The organization responsible for providing electrical power. This attribute is important for managing relationships and agreements with power suppliers. | N | N | AGRD
OC-CSEQ | Control System Equipment (Corridor) | Operational Technology Use | Operational_Technology_Use | Alphanumeric | varchar(64) | N/A | operationalTechnologyUse | The transport operations technology used for the control system | N | N | ATP
OC-CSEQ | Control System Equipment (Corridor) | Uninterruptible Power Supply Required | Yes_or_No | Alphanumeric | varchar(64) | N/A | uninterruptiblePowerSupplyRequired | Whether UPS is required or not | N | N | Y
OC-OPCS | Operational Control System | Communications Service Provider | Communications_Service_Provider | Alphanumeric | varchar(64) | N/A | communicationsServiceProvider | The communication Service providers name | N | N | ASIM
OC-OPCS | Operational Control System | Communications Services | Communications_Services | Alphanumeric | varchar(64) | N/A | communicationsServices | The communications service network technology type | N | N | 3G
OC-OPCS | Operational Control System | Electrical Supply Authority | Electrical_Supply_Authority | Alphanumeric | varchar(64) | N/A | electricalSupplyAuthority | The organization responsible for providing electrical power. This attribute is important for managing relationships and agreements with power suppliers. | N | N | AGRD
OC-OPCS | Operational Control System | Uninterruptible Power Supply Required | Yes_or_No | Alphanumeric | varchar(64) | N/A | uninterruptiblePowerSupplyRequired | Whether or not the control system requires backup power supply. | N | N | Y
OC-OPCS | Operational Control System | Storage Area Network Required | Yes_or_No | Alphanumeric | varchar(64) | N/A | storageAreaNetworkRequired | Whether a storage area network is required by the operational control system | N | N | Y
OC-PROG | Programmable Logic Controller | Communications Service Provider | Communications_Service_Provider | Alphanumeric | varchar(64) | N/A | communicationsServiceProvider | The communication Service providers name | N | N | ASIM
OC-PROG | Programmable Logic Controller | Electrical Supply Authority | Electrical_Supply_Authority | Alphanumeric | varchar(64) | N/A | electricalSupplyAuthority | The organization responsible for providing electrical power. This attribute is important for managing relationships and agreements with power suppliers. | N | N | AGRD
OC-RELY | Relay | Current Rating | No Value List | Decimal | number(7,3) | A | currentRating | The current rating of the relay measured in Amperes (A). | N | N | 2.4
OC-RELY | Relay | Primary Function | Primary_Function_Relay | Alphanumeric | varchar(64) | N/A | primaryFunction | The description of the primary function that the operational control serves and or function to wider system of infrastructure | N | N | 2.4
OC-RELY | Relay | Voltage Rating | No Value List | Decimal | number(7,3) | V | voltageRating | The voltage rating of the relay measured in Volts (V) | N | N | 11
OF-BRKS | Braking System (Fleet) | Peak Force | No Value List | Decimal | number(7,3) | N | peakForce | The maximum decelerating effect that can be obtained. | N | N | 20.45
OF-CINT | Car Interior (Compartments) | Usage | Usage | Alphanumeric | varchar(64) | N/A | usage | The usage of car interior (compartments) | Y | N | CREW
OF-DOOS | Door System (Fleet) | Door Count | No Value List | Integer | number(8) | EACH | doorCount | The number of doors fitted and controlled. | N | N | 14
OF-EGSS-APSS | Energy Supply System (Fleet) - Auxiliary Power Supply System (Fleet) | Number of Batteries/Modules | No Value List | Integer | number(8) | EACH | numberofBatteries/Modules | The number of Batteries or Modules for a vehicle | N | N | 14
OF-EGSS-APSS | Energy Supply System (Fleet) - Auxiliary Power Supply System (Fleet) | Power Capacity | No Value List | Decimal | number(7,3) | kW | powerCapacity | The storage capacity of the energy supply system | N | N | 5
OF-EGSS-ESLZ | Energy Supply System (Fleet) - Energy Supply System (Fleet) Component, L4 TMC | Power Capacity | No Value List | Decimal | number(7,3) | kW | powerCapacity | The storage capacity of the energy supply system | N | N | 5
OF-EGSS-FAOS | Energy Supply System (Fleet) - Fuel and Oil System (Fleet) | Fuel Tank Size | No Value List | Decimal | number(7,3) | L | fuelTankSize | The storage capacity of fuel tanks | N | N | 4.35
OF-EGSS-MPSS | Energy Supply System (Fleet) - Main Power Supply System (Fleet) | Number of Batteries/Modules | No Value List | Integer | number(8) | EACH | numberofBatteries/Modules | The number of Batteries or Modules for a vehicle | N | N | 14
OF-EGSS-MPSS | Energy Supply System (Fleet) - Main Power Supply System (Fleet) | Power Capacity | No Value List | Decimal | number(7,3) | kW | powerCapacity | The storage capacity of the energy supply system | N | N | 5
OF-EGSS-MPSS | Energy Supply System (Fleet) - Main Power Supply System (Fleet) | Battery Category | Battery_Category | Alphanumeric | varchar(64) | N/A | batteryCategory | Battery category and composition | N | N | LEDA
OF-FLBY | Fleet Body (Structure) | Chassis Model | No Value List | Alphanumeric | varchar(64) | N/A | chassisModel | The model name of the vehicle chassis. | N | N | MD23
OF-FLBY | Fleet Body (Structure) | Length | No Value List | Decimal | number(7,3) | m | length | The Length Of The body structure | N | N | 4.657
OF-FLBY | Fleet Body (Structure) | Chassis Material | Chassis_Material | Alphanumeric | varchar(64) | N/A | chassisMaterial | The primary material that the chassis structure is constructed from | N | N | #N/A
OF-IFCS | Information & Communication System (Fleet) | Configuration Baseline | No Value List | Alphanumeric | varchar(64) | N/A | configurationBaseline | The configuration baseline of the onboard equipment installed (Standard reference number) | N | N | CB234
OF-PRPS | Propulsion System (Fleet) | Power Output | No Value List | Decimal | number(7,3) | kW | powerOutput | The stated combined output power of the propulsion system | N | N | 5
OF-PRPS-ENGS | Propulsion System (Fleet) - Engine and Drive System (Fleet) | Engine/Motor Count | No Value List | Integer | number(8) | EACH | engine/MotorCount | Number of Primary Propulsion engines or motors per vehicle | N | N | 14
OF-PRPS-ENGS | Propulsion System (Fleet) - Engine and Drive System (Fleet) | Engine Fuel Type | Engine_Fuel_Type | Alphanumeric | varchar(64) | N/A | engineFuelType | Primary Fuel Type of the vehicle | N | N | DESL
OF-PRPS-TRNS | Propulsion System (Fleet) - Transmission System (Fleet) | Gearbox Model | No Value List | Alphanumeric | varchar(64) | N/A | gearboxModel | The model of gearbox used. | N | N | MD235
OF-STCS | Steering & Control System (Fleet) | Anchor | Yes_or_No_or_NA | Alphanumeric | varchar(64) | N/A | anchor | Whether or not the steering and control system has an anchor | N | N | NA
OF-WASS-WSLZ | Water & Sanitary System (Fleet) - Water and Sanitary System (Fleet) Component, L4 TMC | Basin Count | No Value List | Integer | number(8) | EACH | basinCount | The number of basins. | N | N | 14
OF-WASS-WSLZ | Water & Sanitary System (Fleet) - Water and Sanitary System (Fleet) Component, L4 TMC | Pan Count | No Value List | Integer | number(8) | EACH | panCount | The number of pans. | N | N | 14
OF-WASS-WTRS | Water & Sanitary System (Fleet) - Water System (Fleet) | Water Tank Size | No Value List | Decimal | number(7,3) | L | waterTankSize | The storage capacity of water tanks | N | N | 4.35
PM-FTMS | Tunnel Management System | Power Backup Required | Yes_or_No | Alphanumeric | varchar(64) | N/A | powerBackupRequired | Whether or not the tunnel management system requires backup power supply. | N | N | Y
PO-BATT | Battery | Capacity | No Value List | Decimal | number(7,3) | A h | capacity | The Amp hours output of the battery | N | N | 2.4
PO-BATT | Battery | Battery Cell | Battery_Cell | Alphanumeric | varchar(64) | N/A | batteryCell | The type of cell used in the battery | N | N | ALIN
PO-CBKR | Circuit Breaker | Circuit Amperage | No Value List | Decimal | number(7,3) | A | circuitAmperage | The rated amperage of the circuit breaker | N | N | 2.4
PO-CBKR | Circuit Breaker | Voltage | No Value List | Decimal | number(7,3) | V | voltage | The rated voltage | N | N | 5
PO-CBKR | Circuit Breaker | Phase | Single_or_Three | Alphanumeric | varchar(64) | N/A | phase | The Phase that the circuit breaker requires to operate. | N | N | 1 Phase
PO-DBRD | Distribution Board | Distribution Board Function | Distribution_Board_Function | Alphanumeric | varchar(64) | N/A | distributionBoardFunction | Is the distribution board a Main Switchboard or Local Distribution Board | N | N | LODB
PO-DBRD | Distribution Board | Phase | Single_or_Three | Alphanumeric | varchar(64) | N/A | phase | The Phase that the distribution board requires to operate. | N | N | 1 Phase
PO-DBRD | Distribution Board | Residual Current Device | Yes_or_No | Alphanumeric | varchar(64) | N/A | residualCurrentDevice | If a Residual current device is used on the distribution board | N | N | Y
PO-DSYS | Electrical Distribution System | Alternate Current or Direct Current | Alternate_Current_or_Direct_Current | Alphanumeric | varchar(64) | N/A | alternateCurrentorDirectCurrent | If the system is powered by AC or DC electricity | N | N | AC
PO-DSYS | Electrical Distribution System | Phase | Single_or_Three | Alphanumeric | varchar(64) | N/A | phase | The Phase that the distribution board requires to operate. | N | N | 1 Phase
PO-ELEN | Enclosure | Indoor or Outdoor | Indoor_or_Outdoor | Alphanumeric | varchar(64) | N/A | Indoor_or_Outdoor | If the enclosure is indoor or outdoor | N | N | INDO
PO-ERTH | Earthing System | Resistance | No Value List | Decimal | number(7,3) | Ohms | resistance | The resistance of the earthing system | N | N | 5
PO-EVCH | EV Charging Station | Power Output | No Value List | Decimal | number(7,3) | kW | powerOutput | The power output of the EV charging station | N | N | 5
PO-FSYS | Feeder System | Current Rating | No Value List | Decimal | number(7,3) | A | currentRating | The rated amperage of the feeder system | N | N | 2.4
PO-FSYS | Feeder System | Voltage | No Value List | Decimal | number(7,3) | V | voltage | The rated voltage of the feeder system | N | N | 5
PO-FSYS | Feeder System | Alternate Current or Direct Current | Alternate_Current_or_Direct_Current | Alphanumeric | varchar(64) | N/A | alternateCurrentorDirectCurrent | If the system is powered by AC or DC electricity | N | N | AC
PO-GENR | Generator | Power Output | No Value List | Decimal | number(7,3) | kW | powerOutput | The power output of the generator | N | N | 5
PO-GENR | Generator | Generator Connection | Yes_or_No | Alphanumeric | varchar(64) | N/A | generatorConnection | Whether or not the generator is connected to the main system | N | N | Y
PO-OWSY | Overhead Wiring System | Run Length | No Value List | Decimal | number(7,3) | m | runLength | The length of a particular section of overhead wire | N | N | 4.657
PO-OWSY | Overhead Wiring System | Tension Length | No Value List | Decimal | number(7,3) | m | tensionLength | The length of the tensioned overhead wire | N | N | 4.657
PO-OWSY | Overhead Wiring System | Track Kilometrage | No Value List | Decimal | number(7,3) | km | trackKilometrage | The position on the track | N | N | 12.156
PO-OWSY | Overhead Wiring System | Midpoint Arrangement | Yes_or_No | Alphanumeric | varchar(64) | N/A | midpointArrangement | If the system include a mid-point arrangement | N | N | Y
PO-POCP | Power Correction & Regulation | Power Factor | No Value List | Decimal | number(7,3) | kVAr | powerFactor | The power factor correction (kVAr) of the system | N | N | 5
PO-POSS | Power Supply System | Input Current | No Value List | Decimal | number(7,3) | A | inputCurrent | The current input to the power supply system. | N | N | 2.4
PO-POSS | Power Supply System | Input Voltage | No Value List | Decimal | number(7,3) | V | inputVoltage | The voltage input to the power supply system. | N | N | 5
PO-POSS | Power Supply System | Output Current | No Value List | Decimal | number(7,3) | A | outputCurrent | The current output from the power supply system. | N | N | 2.4
PO-POSS | Power Supply System | Output Power Capacity | No Value List | Decimal | number(7,3) | kW | outputPowerCapacity | The output of the power supply system | N | N | 5
PO-POSS | Power Supply System | Output Voltage | No Value List | Decimal | number(7,3) | V | outputVoltage | The voltage output from the power supply system. | N | N | 5
PO-POSS | Power Supply System | Power National Metering Identifier | No Value List | Alphanumeric | varchar(64) | N/A | powerNationalMeteringIdentifier | The national metering identifier for the power supply | N | N | ID123456
PO-POSS | Power Supply System | Power Rating | No Value List | Decimal | number(7,3) | kW | powerRating | The maximum power output of the power supply | N | N | 5
PO-POSS | Power Supply System | Alternate Current or Direct Current | Alternate_Current_or_Direct_Current | Alphanumeric | varchar(64) | N/A | alternateCurrentorDirectCurrent | If the system supplies AC or DC electricity | N | N | AC
PO-POSS | Power Supply System | Electrical Supply Authority | Electrical_Supply_Authority | Alphanumeric | varchar(64) | N/A | electricalSupplyAuthority | The organization responsible for providing electrical power. This attribute is important for managing relationships and agreements with power suppliers. | N | N | AGRD
PO-POSS | Power Supply System | Phase | Single_or_Three | Alphanumeric | varchar(64) | N/A | phase | The Phase that the power supply system requires to operate. | N | N | 1 Phase
PO-POSS | Power Supply System | Power Supply Source | Power_Supply_Source | Alphanumeric | varchar(64) | N/A | powerSupplySource | Whether supply is grid connected/off grid - Renewable alternative/Grid-Renewable | N | N | OFGN
PO-TRAN | Transformer | Power Level | No Value List | Decimal | number(7,3) | kVA | powerLevel | The Power Level (kVA) of the transformer | N | N | 5
PO-UPSY | Uninterruptible Power Supply | Australian Energy Market Operator Load Table ID | No Value List | Alphanumeric | varchar(64) | N/A | australianEnergyMarketOperatorLoadTableID | Thes values are defined in NSW AEMO Load Table Document. Any energy consuming device must have this attribute | N | N | ID123456
PO-UPSY | Uninterruptible Power Supply | UPS Capacity | No Value List | Decimal | number(7,3) | kVA | uPSCapacity | The capacity of the UPS | N | N | 5
PV-PLBS | Base | Asphalt Aggregate Size | Asphalt_Aggregate_Size | Alphanumeric | varchar(64) | N/A | asphaltAggregateSize | Size of the individual stone in the aggregate | N | N | 10mm
PV-PLBS | Base | Asphalt Aggregate Type | Asphalt_Aggregate_Type | Alphanumeric | varchar(64) | N/A | asphaltAggregateType | Type of aggregate used in the asphalt | N | N | RHYO
PV-PLBS | Base | Asphalt Type | Asphalt_Type | Alphanumeric | varchar(64) | N/A | asphaltType | The type of asphalt | N | N | CLMX
PV-PLBS | Base | Asphalt Binder Class | Asphalt_Binder_Class | Alphanumeric | varchar(64) | N/A | asphaltBinderClass | Class of binder used in the asphalt mix | N | N | A10E
PV-PLBS | Base | Asphalt Binder Type | Asphalt_Binder_Type | Alphanumeric | varchar(64) | N/A | asphaltBinderType | Binder type used in the asphalt | N | N | CONV
PV-PLBS | Base | Concrete Base Pavement Type | Concrete_Base_Pavement_Type | Alphanumeric | varchar(64) | N/A | concreteBasePavementType | The type of concrete base pavement | N | N | CRCP
PV-PLBS | Base | Cemented Granular Type | Cemented_Granular_Type | Alphanumeric | varchar(64) | N/A | cementedGranularType | Cemented granular type | N | N | CEST
PV-PLBS | Base | Modified Granular Type | Modified_Granular_Type | Alphanumeric | varchar(64) | N/A | modifiedGranularType | Modified granular type | N | N | BTSB
PV-PLBS | Base | Unbound Granular Type | Unbound_Granular_Type | Alphanumeric | varchar(64) | N/A | unboundGranularType | Unbound granular type | N | N | CRRK
PV-PLNS | Natural Subgrade | California Bearing Ratio | No Value List | Decimal | number(7,3) | % | californiaBearingRatio | California Bearing Ratio (CBR) for the natural ground and granular (non-modified) layer | N | N | 10.052
PV-PLSB | Sub Base | Asphalt Aggregate Size | Asphalt_Aggregate_Size | Alphanumeric | varchar(64) | N/A | asphaltAggregateSize | Size of the individual stone in the aggregate | N | N | 10mm
PV-PLSB | Sub Base | Asphalt Aggregate Type | Asphalt_Aggregate_Type | Alphanumeric | varchar(64) | N/A | asphaltAggregateType | Type of aggregate used in the asphalt | N | N | RHYO
PV-PLSB | Sub Base | Asphalt Type | Asphalt_Type | Alphanumeric | varchar(64) | N/A | asphaltType | The type of asphalt | N | N | CLMX
PV-PLSB | Sub Base | Asphalt Binder Class | Asphalt_Binder_Class | Alphanumeric | varchar(64) | N/A | asphaltBinderClass | Class of binder used in the asphalt mix | N | N | A10E
PV-PLSB | Sub Base | Asphalt Binder Type | Asphalt_Binder_Type | Alphanumeric | varchar(64) | N/A | asphaltBinderType | Binder type used in the asphalt | N | N | CONV
PV-PLSB | Sub Base | Concrete Type | Concrete_Type | Alphanumeric | varchar(64) | N/A | concreteType | The type of concrete used for the sub base | N | N | IEAC
PV-PLSB | Sub Base | Cemented Granular Type | Cemented_Granular_Type | Alphanumeric | varchar(64) | N/A | cementedGranularType | Cemented granular type | N | N | CEST
PV-PLSB | Sub Base | Modified Granular Type | Modified_Granular_Type | Alphanumeric | varchar(64) | N/A | modifiedGranularType | Modified granular type | N | N | BTSB
PV-PLSB | Sub Base | Unbound Granular Type | Unbound_Granular_Type | Alphanumeric | varchar(64) | N/A | unboundGranularType | Unbound granular type | N | N | CRRK
PV-PLWS | Wearing Surface | Skid Resistance | No Value List | Decimal | number(7,3) | mm | skidResistance | Microtexture has wavelengths shorter than 0.5 mm and relates to the surfacing materials | N | N | 2.34
PV-PLWS | Wearing Surface | Width | No Value List | Decimal | number(7,3) | m | width | Total width of waterproof surface inclusive of trafficable painted medians and sealed shoulders where applicable | N | N | 4.657
PV-PLWS | Wearing Surface | Asphalt Aggregate Size | Asphalt_Aggregate_Size | Alphanumeric | varchar(64) | N/A | asphaltAggregateSize | Size of the individual stone in the aggregate | N | N | 10mm
PV-PLWS | Wearing Surface | Asphalt Aggregate Type | Asphalt_Aggregate_Type | Alphanumeric | varchar(64) | N/A | asphaltAggregateType | Type of aggregate used in the asphalt | N | N | RHYO
PV-PLWS | Wearing Surface | Asphalt Type | Asphalt_Type | Alphanumeric | varchar(64) | N/A | asphaltType | The type of asphalt | N | N | CLMX
PV-PLWS | Wearing Surface | Asphalt Binder Class | Asphalt_Binder_Class | Alphanumeric | varchar(64) | N/A | asphaltBinderClass | Class of binder used in the asphalt mix | N | N | A10E
PV-PLWS | Wearing Surface | Asphalt Binder Type | Asphalt_Binder_Type | Alphanumeric | varchar(64) | N/A | asphaltBinderType | Binder type used in the asphalt | N | N | CONV
PV-PLWS | Wearing Surface | Asphalt Special Function | Asphalt_Special_Function | Alphanumeric | varchar(64) | N/A | asphaltSpecialFunction | Special function of the asphalt | N | N | CLSR
PV-PLWS | Wearing Surface | Concrete Surface Finish | Concrete_Surface_Finish | Alphanumeric | varchar(64) | N/A | concreteSurfaceFinish | The finish of the concrete wearing surface | N | N | BROM
PV-PLWS | Wearing Surface | Cutter Quantity | No Value List | Decimal | number(7,3) | pph | cutterQuantity | Cutter quantity used in the seal (pph) | N | N | 2.345
PV-PLWS | Wearing Surface | Cutter Type | Cutter_Type | Alphanumeric | varchar(64) | N/A | cutterType | Cutter type used in the seal | N | N | IERC
PV-PLWS | Wearing Surface | Spray Seal Aggregate Type | Spray_Seal_Aggregate_Type | Alphanumeric | varchar(64) | N/A | spraySealAggregateType | The type of aggregate used in the spray seal | N | N | BSLT
PV-PLWS | Wearing Surface | Spray Seal Aggregate Size | Spray_Seal_Aggregate_Size | Alphanumeric | varchar(64) | N/A | spraySealAggregateSize | The size of the aggregate used in the spray seal | N | N | 10/5 mm
PV-PLWS | Wearing Surface | Spray Seal Binder Type | Spray_Seal_Binder_Type | Alphanumeric | varchar(64) | N/A | spraySealBinderType | The type of binder used in the spray seal | N | N | BTEM
PV-PLWS | Wearing Surface | Spray Seal Type | Spray_Seal_Type | Alphanumeric | varchar(64) | N/A | spraySealType | The type of spray seal | N | N | BNDR
PV-PLWS | Wearing Surface | Spray Seal Binder Class | Spray_Seal_Binder_Class | Alphanumeric | varchar(64) | N/A | spraySealBinderClass | The binder class used in the spray seal | N | N | AR320
PV-PLWS | Wearing Surface | Spray Seal Category | Spray_Seal_Category | Alphanumeric | varchar(64) | N/A | spraySealCategory | The category of spray seal | N | N | CPSE
PV-PLWS | Wearing Surface | Spray Seal Special Function | Spray_Seal_Special_Function | Alphanumeric | varchar(64) | N/A | spraySealSpecialFunction | Special function of the spray seal | N | N | HHHE
PV-PVMT | Pavement | Depth | No Value List | Decimal | number(7,3) | m | depth | Depth of the full pavement including wearing surface, base and sub base | N | N | 4.645
PV-PVMT | Pavement | Length | No Value List | Decimal | number(7,3) | m | length | The length of the pavement | N | N | 4.657
PV-PVMT | Pavement | Pavement Area | No Value List | Decimal | number(7,3) | m2 | pavementArea | The area of pavement measured by the full width of the pavement multiplied by the segment length | N | N | 24.505
PV-PVMT | Pavement | Pavement Health Index | No Value List | Integer | number(8) | N/A | pavementHealthIndex | An index to quantify the status of pavement health | N | N | 4
PV-PVMT | Pavement | Road Surface Texture | No Value List | Decimal | number(7,3) | mm | roadSurfaceTexture | Deviations from a planar and smooth surface, affecting the vehicle/tyre interaction | N | N | 2.34
PV-PVMT | Pavement | Roughness | No Value List | Decimal | number(7,3) | IRI | roughness | An expression of irregularities in the pavement surface that adversely affect the ride quality of a vehicle (measured in IRI) | N | N | 3.015
PV-PVMT | Pavement | Rutting | No Value List | Decimal | number(7,3) | mm | rutting | Measure of densification of the pavement, usually in the form of longitudinal depression in the wheel paths | N | N | 2.34
PV-PVMT | Pavement | Segment Number | No Value List | Integer | number(8) | N/A | segmentNumber | Local number for a segment, usually in multiple of 10, starting at 10 | N | N | 4310
PV-PVMT | Pavement | Segment Unique | No Value List | Alphanumeric | varchar(64) | N/A | segmentUnique | Text expression to define location. Defined through prefix, road number, link number, distance, carriageway code and segment type | N | N | P40R4010
PV-PVMT | Pavement | Trafficable Area | No Value List | Decimal | number(7,3) | m2 | trafficableArea | Measures trafficable width multiplied by the segment length, plus or minus associated trafficked areas (e.g. turning bays, overtaking lane taper area) | N | N | 24.505
PV-PVMT | Pavement | Trafficable Width | No Value List | Decimal | number(7,3) | m | trafficableWidth | Width of through lanes assigned to moving traffic measured from longitudinal line | N | N | 4.657
PV-PVMT | Pavement | Width | No Value List | Decimal | number(7,3) | m | width | The full width of the pavement from kerb face if road is kerbed or from outer edge of shoulder if no kerb | N | N | 4.657
PV-PVMT | Pavement | Climate Zone | Climate_Zone | Alphanumeric | varchar(64) | N/A | climateZone | The climate zone within which the pavement is located | N | N | Zone 1
PV-PVMT | Pavement | Terrain Type | Terrain_Type | Alphanumeric | varchar(64) | N/A | terrainType | Topography | N | N | F
PV-PVMT | Pavement | Subnetwork Rank | Subnetwork_Rank | Alphanumeric | varchar(64) | N/A | subnetworkRank | Strategic importance of the road. Ranks priority of road network (1-6 with 6 as highest LOS) | N | N | 1
PV-PVMT | Pavement | Segment Type | Segment_Type | Alphanumeric | varchar(64) | N/A | segmentType | Prescriptive characteristics of the segment | N | N | ATYP
RO-CWAY | Link Carriageway | Number of Lanes | No Value List | Integer | number(8) | EACH | numberofLanes | Number of lanes across the carriageway | N | N | 14
RO-CWAY | Link Carriageway | Maximum Mass Regime Allowed | Maximum_Mass_Regime_Allowed | Alphanumeric | varchar(64) | N/A | maximumMassRegimeAllowed | The maximum mass regime allowed on the road (segment) | Y | N | CML
RO-CWAY | Link Carriageway | Performance Based Standard | Performance_Based_Standard | Alphanumeric | varchar(64) | N/A | performanceBasedStandard | The PBS network level assigned to this road (segment) - for heavy vehicles | N | N | PBS1
RO-CWAY | Link Carriageway | Populated Area Type | Populated_Area_Type | Alphanumeric | varchar(64) | N/A | populatedAreaType | The type of population area the road is located in | N | N | REMO
RO-CWAY | Link Carriageway | Road Suffix | Road_Suffix | Alphanumeric | varchar(64) | N/A | roadSuffix | The type of street | N | N | ST
RO-CWAY | Link Carriageway | Roadside Furniture Width to Carriageway | No Value List | Decimal | number(7,3) | m | roadsideFurnitureWidthtoCarriageway | Distance from centre of carriageway to nearest roadside furniture | N | N | 4.657
RO-CWAY | Link Carriageway | Width | No Value List | Decimal | number(7,3) | m | width | Total width of carriageway available for use by vehicles including sealed and/ or unsealed shoulders | N | N | 4.657
RO-INTR | Intersection | Number of Roads Crossing | No Value List | Integer | number(8) | EACH | numberofRoadsCrossing | Number of roads crossing through the intersection | N | N | 14
RO-INTR | Intersection | Design | Design_Intersection | Alphanumeric | varchar(64) | N/A | intersectionDesign | The type and configuration of intersection | N | N | PEDC
RO-KERB | Kerb | Length | No Value List | Decimal | number(7,3) | m | length | The length of the kerb | N | N | 4.657
RO-KERB | Kerb | Width | No Value List | Decimal | number(7,3) | m | width | The width of the kerb from face to back of kerb | N | N | 4.657
RO-KERB | Kerb | Design | Design_Kerb | Alphanumeric | varchar(64) | N/A | kerbDesign | The type of kerb | N | N | TYPE F
RO-KERB | Kerb | Material | Material_Kerb | Alphanumeric | varchar(64) | N/A | material | The primary structural material of the kerb | N | N | CONC
RO-LANE | Lane | Acceleration Lane Length | No Value List | Decimal | number(7,3) | m | accelerationLaneLength | Length of the acceleration lane | N | N | 4.657
RO-LANE | Lane | Width | No Value List | Decimal | number(7,3) | m | width | The width of the lane between longitudinal line marking or edge of seal where no line marking | N | N | 4.657
RO-LANE | Lane | Primary Usage | Primary_Usage_Lane | Alphanumeric | varchar(64) | N/A | primaryUsage | The primary purpose the lane is used for | N | N | ADTL
RO-LANE | Lane | Secondary Usage | Secondary_Usage_Lane | Alphanumeric | varchar(64) | N/A | secondaryUsage | The secondary function of the lane | Y | N | ADTL
RO-MEDN | Median | Grassed Area | No Value List | Decimal | number(7,3) | m2 | grassedArea | The area that is grassed | N | N | 24.505
RO-MEDN | Median | Hard Surface Area | No Value List | Decimal | number(7,3) | m2 | hardSurfaceArea | The area that is hard surface | N | N | 24.505
RO-MEDN | Median | Length | No Value List | Decimal | number(7,3) | m | length | The length of the median | N | N | 4.657
RO-MEDN | Median | Mulched Area | No Value List | Decimal | number(7,3) | m2 | mulchedArea | The area that is mulched | N | N | 24.505
RO-MEDN | Median | Vegetated Area | No Value List | Decimal | number(7,3) | m2 | vegetatedArea | The area that is vegetated | N | N | 24.505
RO-MEDN | Median | Width | No Value List | Decimal | number(7,3) | m | width | The average width of the median | N | N | 4.657
RO-PWAY | Pathway | Grade | No Value List | Decimal | number(7,3) | % | grade | The grade of the pathway | N | N | 10.052
RO-PWAY | Pathway | Length | No Value List | Decimal | number(7,3) | m | length | The length of the pathway | N | N | 4.657
RO-PWAY | Pathway | Pathway Area | No Value List | Decimal | number(7,3) | m2 | pathwayArea | The area that is pathway | N | N | 24.505
RO-PWAY | Pathway | Width | No Value List | Decimal | number(7,3) | m | width | The average width of the pathway | N | N | 4.657
RO-PWAY | Pathway | Material | Material_Pathway | Alphanumeric | varchar(64) | N/A | material | The primary surface material. | N | N | ASPH
RO-SHLD | Shoulder | Sealed Width | No Value List | Decimal | number(7,3) | m | sealedWidth | The sealed width of the shoulder from edge line to edge of seal | N | N | 4.657
RO-SHLD | Shoulder | Unsealed Width | No Value List | Decimal | number(7,3) | m | unsealedWidth | The unsealed width of the shoulder from edge of seal to top of batter | N | N | 4.657
RO-SRMP | Safety Ramp | Depth | No Value List | Decimal | number(7,3) | m | depth | The depth of the ramp bed | N | N | 4.645
RO-SRMP | Safety Ramp | Length | No Value List | Decimal | number(7,3) | m | length | The length of the ramp | N | N | 4.657
RO-SRMP | Safety Ramp | Ramp Bed Length | No Value List | Decimal | number(7,3) | m | rampBedLength | The length of the ramp bed | N | N | 4.657
RO-SRMP | Safety Ramp | Ramp Bed Width | No Value List | Decimal | number(7,3) | m | rampBedWidth | The width of the ramp bed | N | N | 4.657
RO-SRMP | Safety Ramp | Width | No Value List | Decimal | number(7,3) | m | width | The width of the ramp | N | N | 4.657
RO-SRMP | Safety Ramp | Ramp Bed Material | Ramp_Bed_Material | Alphanumeric | varchar(64) | N/A | rampBedMaterial | The material of the ramp bed | N | N | COMP
RO-SRMP | Safety Ramp | Safety Ramp Surface | Safety_Ramp_Surface | Alphanumeric | varchar(64) | N/A | safetyRampSurface | The surface material of the ramp | N | N | ASPH
RO-VERG | Verge | Grassed Area | No Value List | Decimal | number(7,3) | m2 | grassedArea | The area that is grassed | N | N | 24.505
RO-VERG | Verge | Hard Surface Area | No Value List | Decimal | number(7,3) | m2 | hardSurfaceArea | The area that is hard surface | N | N | 24.505
RO-VERG | Verge | Landscape Area | No Value List | Decimal | number(7,3) | m2 | landscapeArea | The area that is landscaped | N | N | 24.505
RO-VERG | Verge | Length | No Value List | Decimal | number(7,3) | m | length | The length of the verge | N | N | 4.657
RO-VERG | Verge | Width | No Value List | Decimal | number(7,3) | m | width | The average width of the verge | N | N | 4.657
RS-DAMS | Dam | Depth | No Value List | Decimal | number(7,3) | m | depth | The maximum water depth of the dam | N | N | 4.645
RS-DAMS | Dam | Surface Area | No Value List | Decimal | number(7,3) | m2 | surfaceArea | The total surface area of the dam when full | N | N | 24.505
RS-DAMS | Dam | Volume | No Value List | Decimal | number(7,3) | m3 | volume | The capacity of the dam | N | N | 4.56
RS-DAMS | Dam | Material | Material_Dam | Alphanumeric | varchar(64) | N/A | material | The primary structural material of the dam | N | N | CONC
RS-DOLP | Dolphin Structure | Height | No Value List | Decimal | number(7,3) | m | height | The height of the structure | N | N | 4.657
RS-DOLP | Dolphin Structure | Material | Material_Dolphin_Structure | Alphanumeric | varchar(64) | N/A | material | The primary material of the dolphin structure | N | N | CONC
RS-RTWS | Retaining Wall System | Height | No Value List | Decimal | number(7,3) | m | height | The average height of the retaining wall | N | N | 4.657
RS-RTWS | Retaining Wall System | Length | No Value List | Decimal | number(7,3) | m | length | The length of the retaining wall | N | N | 4.657
RS-RTWS | Retaining Wall System | Maximum Height | No Value List | Decimal | number(7,3) | m | maximumHeight | Maximum vertical height of the retaining wall | N | N | 4.657
RS-RTWS | Retaining Wall System | Slope Angle Average | No Value List | Decimal | number(7,3) | Degrees | slopeAngleAverage | The average angle of slope of retaining wall structure to vertical up plane | N | N | 4.65
RS-RTWS | Retaining Wall System | Surface Area | No Value List | Decimal | number(7,3) | m2 | surfaceArea | The face area of the retaining wall | N | N | 24.505
RS-RTWS | Retaining Wall System | Width | No Value List | Decimal | number(7,3) | m | width | The width (or thickness) of the retaining wall | N | N | 4.657
RS-RTWS | Retaining Wall System | Anchoring System | Anchoring_System | Alphanumeric | varchar(64) | N/A | anchoringSystem | The system used to anchor the retaining wall | N | N | DEMN
RS-RTWS | Retaining Wall System | Drainage Mechanism | Drainage_Mechanism | Alphanumeric | varchar(64) | N/A | drainageMechanism | The drainage mechanism | N | N | PORU
RS-RTWS | Retaining Wall System | Features Above Wall | Features_Above_Wall | Alphanumeric | varchar(64) | N/A | featuresAboveWall | Description of any features located above the retaining wall e.g. road | N | N | BANK
RS-RTWS | Retaining Wall System | Features Below Wall | Features_Below_Wall | Alphanumeric | varchar(64) | N/A | featuresBelowWall | Description of any features located below the retaining wall e.g. Sea | N | N | BANK
RS-RTWS | Retaining Wall System | Material | Material_Retaining_Wall | Alphanumeric | varchar(64) | N/A | material | The primary structural material of the retaining wall | N | N | BWRK
RS-RTWS | Retaining Wall System | Construction | Construction_Retaining_Wall | Alphanumeric | varchar(64) | N/A | construction | Main construction type of the wall. | N | N | ANCD
RS-RTWS-PLTW | Retaining Wall System - Platform Wall | Cess Width | No Value List | Decimal | number(7,3) | m | cessWidth | Minimum horizontal distance between the retaining wall toe and the track sleeper. | N | N | 4.657
RS-RTWS-RETW | Retaining Wall System - Retaining Wall | Cess Width | No Value List | Decimal | number(7,3) | m | cessWidth | Minimum horizontal distance between the retaining wall toe and the track sleeper. | N | N | 4.657
SO-SFPL | Software Platform | Platform Host Type | Platform_Host_Type | Alphanumeric | varchar(64) | N/A | platformHostType | The hosting type of the platform | N | N | CLOD
SO-SFPL | Software Platform | Storage Capacity | No Value List | Integer | number(8) | MB | storageCapacity | The capacity of the platform to store data | N | N | 2000
SO-SFPL | Software Platform | Platform Storage Type | Platform_Storage_Type | Alphanumeric | varchar(64) | N/A | platformStorageType | Describes the way that the platform stores data | N | N | FILE
SO-SFPL | Software Platform | Architecture ID | Architecture_ID | Alphanumeric | varchar(64) | N/A | architectureID | Architecture design type | N | N | LAKH
SO-SFPL | Software Platform | Artificial Intelligence Enabled | Yes_or_No | Alphanumeric | varchar(64) | N/A | artificialIntelligenceEnabled | Indicator of AI integration within the data asset or platform | N | N | Y
SO-SFPL | Software Platform | GIS Enabled | Yes_or_No | Alphanumeric | varchar(64) | N/A | gisEnabled | Indicator of compatibility with geospatial systems (e.g., GIS platform) | N | N | Y
SO-SFPL | Software Platform | GIS Enabled | Yes_or_No | Alphanumeric | varchar(64) | N/A | gisEnabled | Indicator of compatibility with geospatial systems (e.g., GIS platform) | N | N | Y
SO-SFPL | Software Platform | Maximum Number Of Users | No Value List | Integer | number(8) | EACH | maximumNumberOfUsers | Count of users authorised to access the platform | N | N | ID123456
SO-SFPL | Software Platform | Maximum Number Of Users | No Value List | Integer | number(8) | EACH | maximumNumberOfUsers | Count of users authorised to access the software instance | N | N | 3.45
SO-SFPL | Software Platform | Assigned Licence ID | No Value List | Alphanumeric | varchar(64) | N/A | assignedLicenceID | Licence ID of software | N | N | ID234234
SO-SFPL | Software Platform | Version Number | No Value List | Alphanumeric | varchar(64) | N/A | versionNumber | The specific version or edition of a software or hardware product. | N | N | 2.5
SO-SFPL | Software Platform | Publisher | No Value List | Alphanumeric | varchar(64) | N/A | publisher | The company or entity that publishes the software or product. This attribute is important for identifying the source of the product and obtaining support. | N | N | Microsoft
SO-SINT | Software Instance | Sil Level | No Value List | Integer | number(8) | N/A | silLevel | The Safety Integrity Level assigned to an asset indicating its level of risk reduction. This attribute is essential for managing safety-critical assets. | N | N | 3
SO-SINT | Software Instance | Software Category | Software_Category | Alphanumeric | varchar(64) | N/A | softwareCategory | The classification of software based on its functionality and use in the transport system | N | N | CMUN
SO-SINT | Software Instance | Assigned Licence ID | No Value List | Alphanumeric | varchar(64) | N/A | assignedLicenceID | Licence ID of software | N | N | ID123456
SO-SINT | Software Instance | Version Number | No Value List | Alphanumeric | varchar(64) | N/A | versionNumber | The specific version or edition of a software or hardware product. | N | N | 3.45
SO-SINT | Software Instance | Publisher | No Value List | Alphanumeric | varchar(64) | N/A | publisher | The company or entity that publishes the software or product. This attribute is important for identifying the source of the product and obtaining support. | N | N | Microsoft
SO-SINT | Software Instance | Sil Level | No Value List | Integer | number(8) | N/A | silLevel | The Safety Integrity Level assigned to an asset indicating its level of risk reduction. This attribute is essential for managing safety-critical assets. | N | N | 3
SO-SINT | Software Instance | Software Category | Software_Category | Alphanumeric | varchar(64) | N/A | softwareCategory | The classification of software based on its functionality and use in the transport system | N | N | CMUN
SO-TOOL | Tooling | Assigned Licence ID | No Value List | Alphanumeric | varchar(64) | N/A | assignedLicenceID | Licence ID of software | N | N | ID234234
SO-TOOL | Tooling | Version Number | No Value List | Alphanumeric | varchar(64) | N/A | versionNumber | The specific version or edition of a software or hardware product. | N | N | 2.5
SO-TOOL | Tooling | Publisher | No Value List | Alphanumeric | varchar(64) | N/A | publisher | The company or entity that publishes the software or product. This attribute is important for identifying the source of the product and obtaining support. | N | N | Microsoft
SO-TOOL | Tooling | Sil Level | No Value List | Integer | number(8) | N/A | silLevel | The Safety Integrity Level assigned to an asset indicating its level of risk reduction. This attribute is essential for managing safety-critical assets. | N | N | 3
SO-TOOL | Tooling | Software Category | Software_Category | Alphanumeric | varchar(64) | N/A | softwareCategory | The classification of software based on its functionality and use in the transport system | N | N | DTSR
SR-CSRS | Corridor Services Route System | Depth | No Value List | Decimal | number(7,3) | m | depth | The depth of cover | N | N | 4.645
SR-CSRS | Corridor Services Route System | Width | No Value List | Decimal | number(7,3) | m | width | The width of the services route system | N | N | 4.657
SR-CSRS | Corridor Services Route System | Above Ground or Below Ground | Above_Ground_or_Below_Ground | Alphanumeric | varchar(64) | N/A | aboveGroundorBelowGround | Is the corridor route system above or below ground? | N | N | ABGR
SR-CSRS | Corridor Services Route System | Material | Material_Corridor_Services | Alphanumeric | varchar(64) | N/A | material | The primary structural material of the corridor services route system | N | N | CONC
SR-CTRS | Cable Trays & Support System | Material | Material_Cable_Tray | Alphanumeric | varchar(64) | N/A | material | The primary structural material of the cable trays and support system structure | N | N | ALUM
SR-CTRS | Cable Trays & Support System | Design | Design_Cable_Trays_&_Support | Alphanumeric | varchar(64) | N/A | cableTrays&SupportDesign | The type of cable trays & support in use | N | N | #N/A
SR-JTBX | Junction Box | Depth | No Value List | Decimal | number(7,3) | m | depth | The internal depth of the junction box | N | N | 4.645
SR-JTBX | Junction Box | Length | No Value List | Decimal | number(7,3) | m | length | The internal length of the junction box | N | N | 4.657
SR-JTBX | Junction Box | Width | No Value List | Decimal | number(7,3) | m | width | The internal width of the junction box | N | N | 4.657
SR-JTBX | Junction Box | Material | Material_Junction_Box | Alphanumeric | varchar(64) | N/A | material | The primary material of the junction box structure | N | N | COMP
SR-TPIT | Trench & Pit System | Depth | No Value List | Decimal | number(7,3) | m | depth | The depth of the pit | N | N | 4.645
SR-TPIT | Trench & Pit System | Length | No Value List | Decimal | number(7,3) | m | length | The length of the pit or trench | N | N | 4.657
SR-TPIT | Trench & Pit System | Spare Capacity | Yes_or_No_or_NA | Alphanumeric | varchar(64) | N/A | spareCapacity | Whether or not there is spare capacity of the trench and pit system. | N | N | NA
SS-BALU | Balustrade And Handrail System | Height | No Value List | Decimal | number(7,3) | m | height | The height of the balustrade or handrail | N | N | 4.657
SS-BALU | Balustrade And Handrail System | Length | No Value List | Decimal | number(7,3) | m | length | The length of the balustrade or handrail | N | N | 4.657
SS-BALU | Balustrade And Handrail System | Material | Material_Balustrade | Alphanumeric | varchar(64) | N/A | material | The primary material of the balustrade and handrail system | N | N | GLSS
SS-SPIS | Piling System | Diameter | No Value List | Decimal | number(7,3) | mm | diameter | The diameter of the pile | N | N | 2.34
SS-SPIS | Piling System | Exposed Length | No Value List | Decimal | number(7,3) | m | exposedLength | The length of the pile exposed | N | N | 4.657
SS-SPIS | Piling System | Length | No Value List | Decimal | number(7,3) | m | length | The length of the pile | N | N | 4.657
SS-SPIS | Piling System | Coating System | Coating_System | Alphanumeric | varchar(64) | N/A | coatingSystem | The type of coating system. | N | N | BITU
SS-SPIS | Piling System | Material | Material_Pile | Alphanumeric | varchar(64) | N/A | material | The material of the pile structure | N | N | CONC
SS-SPIS | Piling System | Pile Embedment Type | Pile_Embedment_Type | Alphanumeric | varchar(64) | N/A | pileEmbedmentType | The type of the pile embedment | N | N | BDPI
SS-SPLS | Plinth System | Length | No Value List | Decimal | number(7,3) | m | length | The length of the plinth system | N | N | 4.657
SS-SPLS | Plinth System | Width | No Value List | Decimal | number(7,3) | m | width | The width of the plinth system | N | N | 4.657
SS-SPLS | Plinth System | Material | Material_Plinth | Alphanumeric | varchar(64) | N/A | material | The primary material of the plinth system | N | N | CONC
SS-SRST | Ramp Structure | Average Grade | No Value List | Decimal | number(7,3) | Degrees | averageGrade | The average grade of the ramp structure | N | N | 4.65
SS-SRST | Ramp Structure | Length | No Value List | Decimal | number(7,3) | m | length | The length of the ramp structure | N | N | 4.657
SS-SRST | Ramp Structure | Maximum Grade | No Value List | Decimal | number(7,3) | % | maximumGrade | The maximum grade of the ramp structure | N | N | 10.052
SS-SRST | Ramp Structure | Surface Area | No Value List | Decimal | number(7,3) | m2 | surfaceArea | The surface area of the ramp structure | N | N | 24.505
SS-SRST | Ramp Structure | Width | No Value List | Decimal | number(7,3) | m | width | The width of the ramp structure | N | N | 4.657
SS-STBE | Structural Beam | Length | No Value List | Decimal | number(7,3) | m | length | The length of the structural beam | N | N | 4.657
SS-STBE | Structural Beam | Material | Material_Structural_Beam | Alphanumeric | varchar(64) | N/A | material | The primary material of the structural beams | N | N | COMP
SS-STBE | Structural Beam | Profile | Profile_Beam | Alphanumeric | varchar(64) | N/A | profile | The profile (or cross-sectional shape) of the structural beam | N | N | CRCL
SS-STCO | Structural Column | Length | No Value List | Decimal | number(7,3) | m | length | The length of the structural column | N | N | 4.657
SS-STCO | Structural Column | Material | Material_Structural_Column | Alphanumeric | varchar(64) | N/A | material | The primary material of the structural columns | N | N | COMP
SS-STCO | Structural Column | Profile | Profile_Column | Alphanumeric | varchar(64) | N/A | profile | The profile (or cross-sectional shape) of the structural beam | N | N | CRCL
SS-STFS | Structural Frame System | Surface Area | No Value List | Decimal | number(7,3) | m2 | surfaceArea | The surface area of the structural frame system | N | N | 24.505
SS-STFS | Structural Frame System | Material | Material_Structural_Frame | Alphanumeric | varchar(64) | N/A | material | The primary material of the structural frame systems | N | N | COMP
SS-STRS | Stair Structure | Height | No Value List | Decimal | number(7,3) | m | height | The height of the stair structure | N | N | 4.657
SS-STRS | Stair Structure | Landing Count | No Value List | Integer | number(8) | EACH | landingCount | The number of landings | N | N | 14
SS-STRS | Stair Structure | Length | No Value List | Decimal | number(7,3) | m | length | The length of the stair structure | N | N | 4.657
SS-STRS | Stair Structure | Step Count | No Value List | Integer | number(8) | EACH | stepCount | The number of steps | N | N | 14
SS-STRS | Stair Structure | Step Height | No Value List | Decimal | number(7,3) | m | stepHeight | The height of each step (riser height) | N | N | 4.657
SS-STRS | Stair Structure | Step Width | No Value List | Decimal | number(7,3) | m | stepWidth | The width of the steps (tread depth) | N | N | 4.657
SS-STRS | Stair Structure | Material | Material_Stair_Structure | Alphanumeric | varchar(64) | N/A | material | The primary structural material. | N | N | COMP
SS-STSS | Structural Support System | Outreach | No Value List | Decimal | number(7,3) | m | outreach | The outreach of the structural support measured in metres | N | N | 5.678
SS-STSS | Structural Support System | Support Structure Configuration | Support_Structure_Configuration | Alphanumeric | varchar(64) | N/A | supportStructureConfiguration | The configuration of the support structure | N | N | FRME
SS-STSS | Structural Support System | Material | Material_Structural_Support | Alphanumeric | varchar(64) | N/A | material | The primary material of the structural support system | N | N | COMP
SU-CSYS | Camera System | Above Ground or Below Ground | Above_Ground_or_Below_Ground | Alphanumeric | varchar(64) | N/A | aboveGroundorBelowGround | Cabling installed above or below ground | N | N | ABGR
SU-CSYS | Camera System | Communications Service Provider | Communications_Service_Provider | Alphanumeric | varchar(64) | N/A | communicationsServiceProvider | The communication service providers name | N | N | ASIM
SU-CSYS | Camera System | Communications Services | Communications_Services | Alphanumeric | varchar(64) | N/A | communicationsServices | The communications service network technology type | N | N | 3G
SU-CSYS | Camera System | Electrical Supply Authority | Electrical_Supply_Authority | Alphanumeric | varchar(64) | N/A | electricalSupplyAuthority | The organization responsible for providing electrical power. This attribute is important for managing relationships and agreements with power suppliers. | N | N | AGRD
SU-CSYS | Camera System | Power Backup Required | Yes_or_No | Alphanumeric | varchar(64) | N/A | powerBackupRequired | Whether or not the camera system requires backup power supply. | N | N | Y
SU-CSYS | Camera System | Buffer | No Value List | Integer | number(8) | MB | buffer | The amount of storage that holds data while it is being transferred between two locations. It is used to manage data flow and prevent delays or loss during transmission. | N | N | 200
SU-CSYS | Camera System | Orientation | No Value List | Decimal | number(7,3) | Degrees | orientation | The orientation angle related to an asset. This attribute is crucial for positioning and aligning assets correctly. | N | N | 4.65
SY-SEAC | Security Access | Classification | Classification | Alphanumeric | varchar(64) | N/A | classification | The security Classification of the security system | N | N | CFDL
TN-TCAR | Train Car | Crew Capacity | No Value List | Integer | number(8) | EACH | crewCapacity | The maximum number of crew members that can be accommodated. | N | N | 14
TN-TCAR | Train Car | Height | No Value List | Decimal | number(7,3) | m | height | The height of the train car | N | N | 4.657
TN-TCAR | Train Car | Length | No Value List | Decimal | number(7,3) | m | length | The length of the train car | N | N | 4.657
TN-TCAR | Train Car | Passenger Seating Capacity | No Value List | Integer | number(8) | EACH | passengerSeatingCapacity | The maximum number seated passengers that can be accommodated. | N | N | 14
TN-TCAR | Train Car | Passenger Standing Capacity | No Value List | Integer | number(8) | EACH | passengerStandingCapacity | The maximum number standing passengers that can be accommodated. | N | N | 14
TN-TCAR | Train Car | Width | No Value List | Decimal | number(7,3) | m | width | The width of the train car | N | N | 4.657
TN-TSET | Train Set | Wheelchair Accessible | Yes_or_No | Alphanumeric | varchar(64) | N/A | wheelchairAccessible | Whether or not the fleet has wheel chair access | N | N | Y
TN-TSET | Train Set | Crew Capacity | No Value List | Integer | number(8) | EACH | crewCapacity | The maximum number of crew members that can be accommodated. | N | N | 14
TN-TSET | Train Set | Height | No Value List | Decimal | number(7,3) | m | height | The height of the train set | N | N | 4.657
TN-TSET | Train Set | Length | No Value List | Decimal | number(7,3) | m | length | The length of the train set | N | N | 4.657
TN-TSET | Train Set | Passenger Seating Capacity | No Value List | Integer | number(8) | EACH | passengerSeatingCapacity | The maximum number seated passengers that can be accommodated. | N | N | 14
TN-TSET | Train Set | Passenger Standing Capacity | No Value List | Integer | number(8) | EACH | passengerStandingCapacity | The maximum number standing passengers that can be accommodated. | N | N | 14
TN-TSET | Train Set | Train Car Count | No Value List | Integer | number(8) | EACH | trainCarCount | The number of cars/modules that make up a Set or Consist | N | N | 14
TN-TSET | Train Set | Width | No Value List | Decimal | number(7,3) | m | width | The width of the train set | N | N | 4.657
TR-BUFS | Buffer Stop | Material | Material_Buffer_Stop | Alphanumeric | varchar(64) | N/A | material | The primary structural material of the buffer stop | N | N | CONC
TR-BUFS | Buffer Stop | Overrun Protection Required | Yes_or_No | Alphanumeric | varchar(64) | N/A | overrunProtectionRequired | Whether on not the buffer stop requires overrun protection | N | N | Y
TR-BUFS | Buffer Stop | Activation Length | No Value List | Decimal | number(7,3) | m | activationLength | The distance required to ensure the gradual deceleration of a train which has collided with a friction or friction hydraulic buffer stop | N | N | 4.657
TR-BUFS | Buffer Stop | Design Mass | No Value List | Decimal | number(7,3) | kg | designMass | The mass of the buffer stop | N | N | 4.65
TR-BUFS | Buffer Stop | Design Speed | No Value List | Decimal | number(7,3) | km/h | designSpeed | Design speed of the buffer stop | N | N | 40
TR-BUFS | Buffer Stop | Frame Length | No Value List | Decimal | number(7,3) | m | frameLength | Length of the buffer stop frame | N | N | 4.657
TR-CPNT | Catch Point | Switch Rail Material | Switch_Rail_Material | Alphanumeric | varchar(64) | N/A | switchRailMaterial | The material that the switch rail is made from. | N | N | STEL
TR-CPNT | Catch Point | Rail Direction | Rail_Direction | Alphanumeric | varchar(64) | N/A | railDirection | A reference to rail direction | N | N | DOWN
TR-CPNT | Catch Point | Facing Trailing | Facing_Trailing | Alphanumeric | varchar(64) | N/A | facingTrailing | Whether the catch point is facing or trailing | N | N | FCNG
TR-CPNT | Catch Point | Main Line Speed | No Value List | Decimal | number(7,3) | km/h | mainLineSpeed | Main Line Speed (Boarded) | N | N | 40
TR-DIAM | Diamond | Scissor Configuration | Yes_or_No | Alphanumeric | varchar(64) | N/A | scissorConfiguration | Whether or not the diamond is a scissors crossing | N | N | Y
TR-DIAM | Diamond | Crossing Speed | No Value List | Decimal | number(7,3) | km/h | crossingSpeed | Crossing Speed (X Board) | N | N | 40
TR-DIAM | Diamond | Width | No Value List | Decimal | number(7,3) | m | width | The width of the diamond | N | N | 4.657
TR-DSLP | Double Slip | Crossing Speed | No Value List | Decimal | number(7,3) | km/h | crossingSpeed | Crossing Speed (X Board) | N | N | 40
TR-RINJ | Rail Insulated Joint | Material | Material_Rail_Insulated_Joint | Alphanumeric | varchar(64) | N/A | material | The primary structural material of the rail insulated joint not the rail or plates used in the makeup of the complete joint | N | N | FBGL
TR-RWLD | Rail Weld | Rail Direction | Rail_Direction | Alphanumeric | varchar(64) | N/A | railDirection | A reference to rail direction | N | N | DOWN
TR-RWLD | Rail Weld | Weld Rail Size | No Value List | Decimal | number(7,3) | kg/m | weldRailSize | The size of the rail that is welded. For junction welds, select a value which include both rail sizes i.e. 47/53 kg. | Y | N | 47
TR-STPB | Stop Block | Stop Block Direction | Stop_Block_Direction | Alphanumeric | varchar(64) | N/A | stopBlockDirection | Direction of the stop block (Single Line, Bi-directional, Uni-directional) | N | N | BIDR
TR-TOUT | Turnout | Rail Direction | Rail_Direction | Alphanumeric | varchar(64) | N/A | railDirection | A reference to rail direction | N | N | DOWN
TR-TOUT | Turnout | Facing Trailing | Facing_Trailing | Alphanumeric | varchar(64) | N/A | facingTrailing | Whether the turnout is facing or trailing | N | N | FCNG
TR-TOUT | Turnout | Crossing Speed | No Value List | Decimal | number(7,3) | km/h | crossingSpeed | The permissible speed based on design of turnout to allow rolling stock to change the track. | N | N | 40
TR-TOUT | Turnout | Length | No Value List | Decimal | number(7,3) | m | length | The length of the turnout | N | N | 4.657
TR-TOUT | Turnout | Tonnage | No Value List | Decimal | number(7,3) | Mt/y | tonnage | Through Road Tonnage (Mt/y) | N | N | 4.57
TR-TRAK | Track | Feature Type | Feature_Type | Alphanumeric | varchar(64) | N/A | featureType | A feature of a linear asset, but which itself is not an asset. Feature attributes describe components and configurations that are associated with a linear asset. These may change along the length of the linear asset. | N | Y | ALGN
TR-TRAK | Track | Rail Material | Rail_Material | Alphanumeric | varchar(64) | N/A | railMaterial | The material that the rail is made from. | N | Y | STEL
TR-TRAK | Track | Sleeper Material | Sleeper_Material | Alphanumeric | varchar(64) | N/A | sleeperMaterial | The material that the sleeper is made from. | N | Y | CONC
TR-TRAK | Track | Sleeper Pattern | Sleeper_Pattern | Alphanumeric | varchar(64) | N/A | sleeperPattern | The pattern/ratio of sleepers installed based on their material. | N | Y | 1:1
TR-TRAK | Track | Rail Side | Rail_Side | Alphanumeric | varchar(64) | N/A | railSide | The side of the rail. When standing in the four foot facing away from Sydney, the up rail is on the right and the down rail is on the left. | N | N | DOWN
TR-TRAK | Track | Track form | Track_form | Alphanumeric | varchar(64) | N/A | trackform | The type of trackform. | Y | Y | BLSD
TR-TRAK | Track | Permanent Speed - General | No Value List | Decimal | number(7,3) | km/h | permanentSpeed-General | The speed limit as shown on the general or normal speed sign. Applies to all rail traffic unless there is a coincident Medium or High sign. The General sign may be displayed on its own or coincident with High or Medium and High speed signs. | N | Y | 40
TR-TRAK | Track | Permanent Speed - High Speed | No Value List | Decimal | number(7,3) | km/h | permanentSpeed-HighSpeed | The speed limit as shown on the high speed sign. Applies only to high speed passenger trains including XPT, Xplorer, Endeavour, Hunter and OSCAR. OSCAR trains shall run to these speeds up to a maximum speed of 130 km/h, while Xplorer, Endeavour and Hunter trains shall run to these speeds up to a maximum speed of 145 km/h. The High sign shall be displayed coincident with General or General and Medium speed signs. | N | Y | 40
TR-TRAK | Track | Permanent Speed - Medium | No Value List | Decimal | number(7,3) | km/h | permanentSpeed-Medium | The speed limit as shown on the medium speed sign. Applies to multiple unit passenger trains including all double deck electric trains. OSCAR, Millennium and Waratah trains shall run to these speeds up to a maximum speed of 115 km/h. The Medium sign shall be displayed coincident with General and High signs. | N | Y | 40
TR-TRAK | Track | Rail Size | No Value List | Decimal | number(7,3) | kg/m | railSize | The size of the rail. | N | Y | 47
TR-TRAK | Track | Track Name | Track_Name | Alphanumeric | varchar(64) | N/A | trackName | The name of the Track | N | N | UP MAIN
TR-TXNG | Turnout Crossing | Check Rail Configuration | Check_Rail_Configuration | Alphanumeric | varchar(64) | N/A | checkRailConfiguration | The configuration of the check rail. | N | N | UIC33
TR-TXNG | Turnout Crossing | Material | Material_Turnout_Crossing | Alphanumeric | varchar(64) | N/A | material | The primary structural material of the turnout crossing | N | N | CHVN
TR-TXNG | Turnout Crossing | Check Rail Length | No Value List | Decimal | number(7,3) | m | checkRailLength | The length of the check rail. | N | N | 4.657
TR-TXNG | Turnout Crossing | Rail Size | No Value List | Decimal | number(7,3) | kg/m | railSize | The size of the rail. | N | N | 47
TU-CERN | Cavern | Material | Material_Cavern | Alphanumeric | varchar(64) | N/A | material | The primary material the man made cavern is constructed of | N | N | CONC
TU-CERN | Cavern | Height | No Value List | Decimal | number(7,3) | m | height | The lowest segment height across the length of the cavern section measured from the top of rail/pavement or ground (where relevant) to the lowest internal soffit. | N | N | 4.657
TU-CERN | Cavern | Length | No Value List | Decimal | number(7,3) | m | length | The overall length of the cavern section measured along the centreline from the top of rail/pavement/ground (where relevant). | N | N | 4.657
TU-CERN | Cavern | Width | No Value List | Decimal | number(7,3) | m | width | The maximum overall width of the tunnel cavern. For circular tunnels this would be the inside diameter. | N | N | 4.657
TU-STLI | Structural Lining System | Material | Material_Structural_Lining_System | Alphanumeric | varchar(64) | N/A | material | The material the tunnel lining is constructed of. For tunnel assets with multiple lining materials, multiple selections can be made. | N | N | BRCK
TU-STLI | Structural Lining System | Grade | No Value List | Decimal | number(7,3) | % | grade | The grade (also known as slope, incline, gradient, mainfall, pitch or rise) of the structural lining system expressed as a percentage. | N | N | 10.052
TU-TUNL | Tunnel | Confined Space | Yes_or_No | Alphanumeric | varchar(64) | N/A | confinedSpace | Are there any parts of the structure that have confined spaces for examination access. | N | N | Y
TU-TUNL | Tunnel | Utility Supported by Tunnel | Utility_Supported_by_Tunnel | Alphanumeric | varchar(64) | N/A | utilitySupportedbyTunnel | Any service type that is attached or supported by the structure. | N | N | CMUN
TU-TUNL | Tunnel | Construction Method | Construction_Method_Tunnel | Alphanumeric | varchar(64) | N/A | constructionMethod | This is the predominant construction method used in the tunnel asset structure. | N | N | BORD
TU-TUNL | Tunnel | Tunnel User | Tunnel_User | Alphanumeric | varchar(64) | N/A | tunnelUser | The type of movement allowed through the tunnel e.g. pedestrian, vehicular traffic or if a utility passes through the tunnel | N | N | ANIM
TU-TUNL | Tunnel | Tunnel Surrounding Material | Tunnel_Surrounding_Material | Alphanumeric | varchar(64) | N/A | tunnelSurroundingMaterial | The primary surrounding material that the tunnel passes through. This is the predominant material that surrounds the tunnel structure. | N | N | CLAY
TU-TUNL | Tunnel | Importance Level | No Value List | Decimal | number(7,3) | N/A | importanceLevel | Earthquake rating of the structure (Richter Scale) in accordance with AS 1170.4 (as Part of the National Constructure Code) | N | N | 5.5
TU-TUNL | Tunnel | Grade | No Value List | Decimal | number(7,3) | % | grade | The grade (also known as slope, incline, gradient, mainfall, pitch or rise) of the tunnel measured along the road pavement/track expressed as a percentage. | N | N | 10.052
TU-TUNL | Tunnel | Height | No Value List | Decimal | number(7,3) | m | height | The lowest segment height across the length of the tunnel section measured from the top of rail/pavement or ground (where relevant) to the lowest internal soffit. | N | N | 4.657
TU-TUNL | Tunnel | Length | No Value List | Decimal | number(7,3) | m | length | The overall length of the tunnel section measured along the centreline from the top of rail/pavement/ground (where relevant). | N | N | 4.657
TU-TUNL | Tunnel | Signposted Vertical Clearance | No Value List | Decimal | number(7,3) | m | signpostedVerticalClearance | The signposted vertical clearance of the tunnel | N | N | 4.657
TU-TUNL | Tunnel | Width | No Value List | Decimal | number(7,3) | m | width | The maximum overall width of the tunnel section. For circular tunnels this would be the inside diameter. | N | N | 4.657
TU-TUSC | Suspended Ceiling | Corrosion Rating | Corrosion_Rating | Alphanumeric | varchar(64) | N/A | corrosionRating | The rate of corrosion is the speed at which any given metal deteriorates in a specific environment. The rate, or speed, is dependent upon environmental conditions as well as the type, and condition, of the metal | N | N | C1 Very Low
TU-TUSC | Suspended Ceiling | Material | Material_Suspended_Ceiling | Alphanumeric | varchar(64) | N/A | material | The primary material the suspended ceiling is constructed of | N | N | FRBD
TU-TUSC | Suspended Ceiling | Height | No Value List | Decimal | number(7,3) | m | height | The height of the suspended ceiling measured from the top of rail/pavement or ground (where relevant) to the lowest point of the suspended ceiling | N | N | 4.657
TU-TUSC | Suspended Ceiling | Surface Area | No Value List | Decimal | number(7,3) | m2 | surfaceArea | The area of suspended wall ceiling | N | N | 24.505
TU-TUWP | Wall Panel | Material | Material_Wall_Panel | Alphanumeric | varchar(64) | N/A | material | The primary material the wall panel is constructed of. | N | N | CEFB
TU-TUWP | Wall Panel | Surface Area | No Value List | Decimal | number(7,3) | m2 | surfaceArea | The area of a wall panel | N | N | 24.505
TV-BCLN | Ballast Cleaner | Throughput | No Value List | Decimal | number(7,3) | m/s | throughput | The throughput of the ballast cleaner | N | N | 4.65
TV-BREG | Ballast Regulator | Throughput | No Value List | Decimal | number(7,3) | m/s | throughput | The throughput of the ballast regulator | N | N | 4.65
VH-BOAT | Boat | Crew Capacity | No Value List | Integer | number(8) | EACH | crewCapacity | The maximum number of crew members that can be accommodated. | N | N | 14
VH-BOAT | Boat | Height | No Value List | Decimal | number(7,3) | m | height | The height of the boat | N | N | 4.657
VH-BOAT | Boat | Length | No Value List | Decimal | number(7,3) | m | length | The length of the boat | N | N | 4.657
VH-BOAT | Boat | Passenger Seating Capacity | No Value List | Integer | number(8) | EACH | passengerSeatingCapacity | The maximum number seated passengers that can be accommodated. | N | N | 14
VH-BOAT | Boat | Passenger Standing Capacity | No Value List | Integer | number(8) | EACH | passengerStandingCapacity | The maximum number standing passengers that can be accommodated. | N | N | 14
VH-BOAT | Boat | Safe Load | No Value List | Decimal | number(7,3) | Kg | safeLoad | The stated maximum safe load for boat operation | N | N | 4.65
VH-BOAT | Boat | Vessel Call Sign | No Value List | Alphanumeric | varchar(64) | N/A | vesselCallSign | The unique call sign of the vessel | N | N | Titanic
VH-BOAT | Boat | Width | No Value List | Decimal | number(7,3) | m | width | The width of the boat | N | N | 4.657
VH-TRLR | Trailer | Height | No Value List | Decimal | number(7,3) | m | height | The height of the trailer | N | N | 4.657
VH-TRLR | Trailer | Length | No Value List | Decimal | number(7,3) | m | length | The length of the trailer | N | N | 4.657
VH-TRLR | Trailer | Load Capacity | No Value List | Decimal | number(7,3) | Kg | loadCapacity | The load capacity the trailer is registered to hold | N | N | 4.65
VH-TRLR | Trailer | Width | No Value List | Decimal | number(7,3) | m | width | The width of the trailer | N | N | 4.657
VT-ESCL | Escalator | Primary Usage | Primary_Usage_Escalator | Alphanumeric | varchar(64) | N/A | primaryUsage | The primary mode of operation of the escalator. | N | N | HIMM
VT-ESCL | Escalator | Length | No Value List | Decimal | number(7,3) | m | length | The length of the escalator | N | N | 4.657
VT-ESCL | Escalator | Load Capacity | No Value List | Decimal | number(7,3) | Kg | loadCapacity | Load capacity (in kilograms) of the escalator | N | N | 4.65
VT-ESCL | Escalator | Rise | No Value List | Decimal | number(7,3) | m | rise | The vertical distance that is travelled from the lowest to highest point. | N | N | 4.65
VT-ESCL | Escalator | Step Width | No Value List | Decimal | number(7,3) | m | stepWidth | The width of the steps. | N | N | 4.657
VT-LIFT | Lift | Lift Drive System | Lift_Drive_System | Alphanumeric | varchar(64) | N/A | liftDriveSystem | The drive system type used by the lift. | N | N | HRDR
VT-LIFT | Lift | Lift Car Door Material | Lift_Car_Door_Material | Alphanumeric | varchar(64) | N/A | liftCarDoorMaterial | The primary lift car door material. | N | N | #N/A
VT-LIFT | Lift | Lift Car Door | Lift_Car_Door | Alphanumeric | varchar(64) | N/A | liftCarDoor | The lift car door type. | N | N | COPN
VT-LIFT | Lift | Lift Car Ventilation | Lift_Car_Ventilation | Alphanumeric | varchar(64) | N/A | liftCarVentilation | The type of lift car ventilation. | N | N | EFAN
VT-LIFT | Lift | Primary Usage | Primary_Usage_Lift | Alphanumeric | varchar(64) | N/A | primaryUsage | The primary usage of the lift. | N | N | GDTP
VT-LIFT | Lift | Emergency Service Key | Yes_or_No | Alphanumeric | varchar(64) | N/A | emergencyServiceKey | Whether or not the lift has an emergency service key. | N | N | Y
VT-LIFT | Lift | Load Capacity | No Value List | Decimal | number(7,3) | Kg | loadCapacity | The maximum mass that can be accommodated. | N | N | 4.65
VT-LIFT | Lift | Passenger Capacity | No Value List | Integer | number(8) | EACH | passengerCapacity | The maximum number of persons that can be accommodated. | N | N | 14
WC-DRAN | Stormwater Drainage System | Conveys Fresh Water | Yes_or_No | Alphanumeric | varchar(64) | N/A | conveysFreshWater | Indicates if the stormwater drainage system contains fresh water. This attribute is crucial for managing water supply systems and ensuring water quality. | N | N | Y
WC-DRAN | Stormwater Drainage System | Cover Cycle Friendly | Yes_or_No | Alphanumeric | varchar(64) | N/A | coverCycleFriendly | Indicates whether a cover is designed to be safe for cyclists. This attribute is important for ensuring safety in areas shared with cyclists. | N | N | Y
WC-DRAN | Stormwater Drainage System | Fish Passage Feature | Yes_or_No | Alphanumeric | varchar(64) | N/A | fishPassageFeature | A design feature that allows fish to pass through or around a structure. This attribute is essential for maintaining aquatic ecosystems and biodiversity. | N | N | Y
WC-DRAN | Stormwater Drainage System | Pipe Installation | Pipe_Installation | Alphanumeric | varchar(64) | N/A | pipeInstallation | Indicates whether a pipe is installed above or below ground. This attribute is crucial for planning installation and maintenance activities. | N | N | ABGR
WC-DRAN | Stormwater Drainage System | Remediation Feature | Yes_or_No | Alphanumeric | varchar(64) | N/A | remediationFeature | Whether or not a specific component or system is integrated into a water treatment or environmental management system designed to address and remediate contamination or pollution. | N | N | Y
WC-DRAN | Stormwater Drainage System | Average Water Velocity | No Value List | Decimal | number(7,3) | m/s | averageWaterVelocity | The mean speed at which water flows in the stormwater drainage system. This attribute is important for understanding flow dynamics and managing water systems effectively. | N | N | 4.65
WC-DRAN | Stormwater Drainage System | Chamber Diameter | No Value List | Decimal | number(7,3) | m | chamberDiameter | The diameter of a chamber within the stormwater drainage system. This attribute is important for sizing and managing internal components of the chamber. | N | N | 4.65
WC-DRAN | Stormwater Drainage System | Chamber Length | No Value List | Decimal | number(7,3) | m | chamberLength | The length of a chamber within the stormwater drainage system. This attribute is crucial for managing space and ensuring proper function. | N | N | 4.657
WC-DRAN | Stormwater Drainage System | Outlet Drop Height | No Value List | Decimal | number(7,3) | m | outletDropHeight | The vertical distance from the outlet of a pipe or channel to the receiving body. This attribute is crucial for managing flow discharge and preventing erosion. | N | N | 4.657
WC-DRAN | Stormwater Drainage System | Outlet Undercut Length | No Value List | Decimal | number(7,3) | m | outletUndercutLength | The length of the undercut at the outlet of a pipe or channel. This attribute is important for controlling erosion and managing flow patterns. | N | N | 4.657
WC-DRAN | Stormwater Drainage System | Water Depth | No Value List | Decimal | number(7,3) | m | waterDepth | The mean depth of water in stormwater drainage system. This attribute is crucial for managing water flow and ensuring proper drainage. | N | N | 4.65
WC-DRAN | Stormwater Drainage System | Wetted Margin | No Value List | Decimal | number(7,3) | m | wettedMargin | The area along the margin of a water body that is periodically submerged. This attribute is crucial for managing aquatic habitats and ensuring ecological balance. | N | N | 4.65
WC-SEWR | Sewerage System | Service Area | No Value List | Decimal | number(7,3) | m2 | serviceArea | The service area covered by the sewerage system | N | N | 24.505
WC-WATR | Water Supply System | Primary Usage | Primary_Usage_Water_Supply | Alphanumeric | varchar(64) | N/A | primaryUsage | The source of water supply for the system. This attribute is essential for managing supply chains and ensuring reliable resource availability. | N | N | GUWR
WC-WATR | Water Supply System | Service Area | No Value List | Decimal | number(7,3) | m2 | serviceArea | The service area covered by the water supply system | N | N | 24.505
WC-WATT | Water Treatment System and Discharge Area | Coagulation Chemical | Coagulation_Chemical | Alphanumeric | varchar(64) | N/A | coagulationChemical | A chemical substance used in the coagulation process during water treatment. This attribute is essential for causing particles and impurities in water to clump together, making them easier to remove. | N | N | ALSU
WC-WATT | Water Treatment System and Discharge Area | Disinfection Method | Disinfection_Method | Alphanumeric | varchar(64) | N/A | disinfectionMethod | The specific method used for disinfection in water treatment, such as chlorination or UV treatment. This attribute is essential for ensuring water safety and compliance with health standards. | N | N | CLRN
WC-WATT | Water Treatment System and Discharge Area | Filtration Media | Filtration_Media | Alphanumeric | varchar(64) | N/A | filtrationMedia | The material used in filters for the purpose of removing impurities and particles from water during the filtration process. This attribute is crucial for ensuring the efficiency and effectiveness of the filtration system, contributing to the production of clean and safe water. | N | N | MSSC
WC-WATT | Water Treatment System and Discharge Area | Post Treatment Material | Post_Treatment_Material | Alphanumeric | varchar(64) | N/A | postTreatmentMaterial | Materials (including chemicals) used in the post-treatment phase of water purification. This attribute is important for ensuring water quality and safety. | N | N | CHLM
WC-WATT | Water Treatment System and Discharge Area | Fluoridation | Yes_or_No | Alphanumeric | varchar(64) | N/A | fluoridation | Whether or not fluoridation is used in the water treatment process. | N | N | Y
WC-WATT | Water Treatment System and Discharge Area | Service Area | No Value List | Decimal | number(7,3) | m2 | serviceArea | The service area covered by the water treatment system | N | N | 24.505
WC-WATT | Water Treatment System and Discharge Area | Volume Flow Rate | No Value List | Decimal | number(7,3) | L/s | volumeFlowRate | The volume of water that passes through a water treatment plant over a specified period. This attribute is crucial for understanding the capacity and efficiency of the treatment plant, ensuring it can meet the demand for treated water. | N | N | 4.65
XG-LVXG | Level Crossing | Level Crossing Control State | Level_Crossing_Control_State | Alphanumeric | varchar(64) | N/A | levelCrossingControlState | The level crossing control state (active or passive) | N | N | ACTV
XG-LVXG | Level Crossing | DSAPT Compliance Status | Yes_or_No | Alphanumeric | varchar(64) | N/A | dSAPTComplianceStatus | If the DSAPT Compliance status is active or not | N | N | Y
XG-LVXG | Level Crossing | Equivalent Access Status | Equivalent_Access_Status | Alphanumeric | varchar(64) | N/A | equivalentAccessStatus | If the Equivalent Access status is active or not. | N | N | ACTV
XG-LVXG | Level Crossing | Intersecting Route | Yes_or_No | Alphanumeric | varchar(64) | N/A | intersectingRoute | If there is an intersecting route | N | N | Y
XG-LVXG | Level Crossing | Pedestrian | Yes_or_No | Alphanumeric | varchar(64) | N/A | pedestrian | Whether or not the level crossing allows for pedestrians to cross | N | N | Y
XG-LVXG | Level Crossing | Minimum Warning Time | No Value List | Decimal | number(7,3) | s | minimumWarningTime | Minimum warning time for booms/bells/lights | N | N | 2.5
XG-XING | Crossing | Length | No Value List | Decimal | number(7,3) | m | length | The length of the crossing | N | N | 4.657
XG-XING | Crossing | Width | No Value List | Decimal | number(7,3) | m | width | The width of the crossing | N | N | 4.657
XG-XING-PDST | Crossing - Pedestrian | Cyclist Configuration | Yes_or_No | Alphanumeric | varchar(64) | N/A | cyclistConfiguration | If the pedestrian crossing is usable by cyclists | N | N | Y

## Value Lists-A
TS 01501:3.01
Asset Classification System and Data Dictionary
Effective date: 02 December 2025
12. Value lists
| TOC + Type Of Code | TOC + Type Of Code Description | Attribute Name | Value List Name | Value Code | Value Description
| AC-DUCT | Ductwork | Material | Material_Ductwork | ALUM | Aluminium
| AC-DUCT | Ductwork | Material | Material_Ductwork | GLST | Galvanised Steel
| AC-DUCT | Ductwork | Material | Material_Ductwork | NPCF | Neoprene coated fabric
| AC-DUCT | Ductwork | Material | Material_Ductwork | PVC | PVC
| AC-DUCT | Ductwork | Material | Material_Ductwork | THPL | Thermoplastic
| BA-FENC | Fence | Base Position | Base_Position_Fence | ONAA | On natural material
| BA-FENC | Fence | Base Position | Base_Position_Fence | ONTB | On top of bridge rail
| BA-FENC | Fence | Base Position | Base_Position_Fence | ONTC | On top of concrete barrier
| BA-FENC | Fence | Base Position | Base_Position_Fence | ONTE | On top of earth mound
| BA-FENC | Fence | Construction | Construction_Fence | CHLK | Chain Link
| BA-FENC | Fence | Construction | Construction_Fence | IATC | Lattice
| BA-FENC | Fence | Construction | Construction_Fence | PANL | Panel
| BA-FENC | Fence | Construction | Construction_Fence | PICE | Picket
| BA-FENC | Fence | Construction | Construction_Fence | POSR | Post and Rail
| BA-FENC | Fence | Construction | Construction_Fence | SRAL | Split Rail
| BA-FENC | Fence | Material | Material_Fence | BWRK | Block work
| BA-FENC | Fence | Material | Material_Fence | BRCK | Brick
| BA-FENC | Fence | Material | Material_Fence | CONC | Concrete
| BA-FENC | Fence | Material | Material_Fence | STEL | Steel
| BA-FENC | Fence | Material | Material_Fence | TMBR | Timber
| BA-FENC | Fence | Surface Finish | Surface_Finish_Fence | GLVN | Galvanised
| BA-FENC | Fence | Surface Finish | Surface_Finish_Fence | NATU | Natural
| BA-FENC | Fence | Surface Finish | Surface_Finish_Fence | PNTD | Painted
| BA-FENC | Fence | Surface Finish | Surface_Finish_Fence | REND | Rendered
| BA-GATE | Gate | Access Control | Access_Control_Gate | ANPR | Automatic number plate recognition
| BA-GATE | Gate | Access Control | Access_Control_Gate | BIAC | Biometric access control
| BA-GATE | Gate | Access Control | Access_Control_Gate | CPGA | Cell Phone Gate Access Systems
| BA-GATE | Gate | Access Control | Access_Control_Gate | KESS | Keypad system
| BA-GATE | Gate | Access Control | Access_Control_Gate | PXCR | Proximity card reader
| BA-GATE | Gate | Access Control | Access_Control_Gate | RFID | Radio Frequency Identification system
| BA-GATE | Gate | Access Control | Access_Control_Gate | TPES | Telephone Entry Systems
| BA-GATE | Gate | Construction | Construction_Gate | BARI | Barrier
| BA-GATE | Gate | Construction | Construction_Gate | BIFO | Bi-Folding
| BA-GATE | Gate | Construction | Construction_Gate | CTLV | Cantilever
| BA-GATE | Gate | Construction | Construction_Gate | SLDG | Sliding
| BA-GATE | Gate | Construction | Construction_Gate | SWNG | Swing
| BA-GATE | Gate | Construction | Construction_Gate | VLIF | Vertical Lift
| BA-GATE | Gate | Construction | Construction_Gate | VPVT | Vertical Pivot
| BA-GATE | Gate | Gate used by | Gate_Used_By | PEDS | Pedestrian
| BA-GATE | Gate | Gate used by | Gate_Used_By | VHCL | Vehicle
| BA-GATE | Gate | Material | Material_Gate | STEL | Steel
| BA-GATE | Gate | Material | Material_Gate | TMBR | Timber
| BA-NOIW | Noise Wall Barrier | Barrier Support | Barrier_Support | ATTS | Attached to structure
| BA-NOIW | Noise Wall Barrier | Barrier Support | Barrier_Support | CTLV | Cantilever
| BA-NOIW | Noise Wall Barrier | Barrier Support | Barrier_Support | ONGS | On ground self supporting
| BA-NOIW | Noise Wall Barrier | Barrier Support | Barrier_Support | PANR | Precast concrete post
| BA-NOIW | Noise Wall Barrier | Barrier Support | Barrier_Support | STPT | Steel post
| BA-NOIW | Noise Wall Barrier | Barrier Support | Barrier_Support | TMBP | Timber post
| BA-NOIW | Noise Wall Barrier | Base Position | Base_Position_Noise_Wall_Barrier | ONAA | On natural material
| BA-NOIW | Noise Wall Barrier | Base Position | Base_Position_Noise_Wall_Barrier | ONTB | On top of bridge rail
| BA-NOIW | Noise Wall Barrier | Base Position | Base_Position_Noise_Wall_Barrier | ONTC | On top of concrete barrier
| BA-NOIW | Noise Wall Barrier | Base Position | Base_Position_Noise_Wall_Barrier | ONTE | On top of earth mound
| BA-NOIW | Noise Wall Barrier | Construction | Construction_Noise_Wall_Barrier | ERBM | Earth Berms
| BA-NOIW | Noise Wall Barrier | Construction | Construction_Noise_Wall_Barrier | GABN | Gabion
| BA-NOIW | Noise Wall Barrier | Construction | Construction_Noise_Wall_Barrier | MASN | Masonry
| BA-NOIW | Noise Wall Barrier | Construction | Construction_Noise_Wall_Barrier | PANL | Panel
| BA-NOIW | Noise Wall Barrier | Construction | Construction_Noise_Wall_Barrier | PLAK | Plank
| BA-NOIW | Noise Wall Barrier | Material | Material_Noise_Wall_Barrier | BWRK | Block work
| BA-NOIW | Noise Wall Barrier | Material | Material_Noise_Wall_Barrier | BRCK | Brick
| BA-NOIW | Noise Wall Barrier | Material | Material_Noise_Wall_Barrier | CONC | Concrete
| BA-NOIW | Noise Wall Barrier | Material | Material_Noise_Wall_Barrier | STEL | Steel
| BA-NOIW | Noise Wall Barrier | Material | Material_Noise_Wall_Barrier | TMBR | Timber
| BA-NOIW | Noise Wall Barrier | Surface Finish | Surface_Finish_Noise_Wall_Barrier | GLVN | Galvanised
| BA-NOIW | Noise Wall Barrier | Surface Finish | Surface_Finish_Noise_Wall_Barrier | NATU | Natural
| BA-NOIW | Noise Wall Barrier | Surface Finish | Surface_Finish_Noise_Wall_Barrier | PNTM | Painted multiple colours
| BA-NOIW | Noise Wall Barrier | Surface Finish | Surface_Finish_Noise_Wall_Barrier | PNTS | Painted single colour
| BA-NOIW | Noise Wall Barrier | Surface Finish | Surface_Finish_Noise_Wall_Barrier | PACA | Pattern cast
| BA-NOIW | Noise Wall Barrier | Surface Finish | Surface_Finish_Noise_Wall_Barrier | PASA | Pattern surface
| BA-NOIW | Noise Wall Barrier | Surface Finish | Surface_Finish_Noise_Wall_Barrier | REND | Rendered
| BA-SFBR | Safety Barrier | Material | Material_Safety_Barrier | BWRK | Block work
| BA-SFBR | Safety Barrier | Material | Material_Safety_Barrier | BRCK | Brick
| BA-SFBR | Safety Barrier | Material | Material_Safety_Barrier | CONC | Concrete
| BA-SFBR | Safety Barrier | Material | Material_Safety_Barrier | PLST | Plastic
| BA-SFBR | Safety Barrier | Material | Material_Safety_Barrier | STEL | Steel
| BA-SFBR | Safety Barrier | Material | Material_Safety_Barrier | TMBR | Timber
| BA-SFBR | Safety Barrier | Purpose | Purpose_Safety_Barrier | DRAN | Drain
| BA-SFBR | Safety Barrier | Purpose | Purpose_Safety_Barrier | ECUT | Embankment - Cut
| BA-SFBR | Safety Barrier | Purpose | Purpose_Safety_Barrier | EFIL | Embankment - Fill
| BA-SFBR | Safety Barrier | Purpose | Purpose_Safety_Barrier | FABR | Fauna barrier
| BA-SFBR | Safety Barrier | Purpose | Purpose_Safety_Barrier | PROP | Property
| BA-SFBR | Safety Barrier | Purpose | Purpose_Safety_Barrier | RDSF | Road safety
| BA-SFBR | Safety Barrier | Purpose | Purpose_Safety_Barrier | RDFN | Roadside furniture
| BA-SFBR | Safety Barrier | Safety Barrier State | Safety_Barrier_State | PMNT | Permanent
| BA-SFBR | Safety Barrier | Safety Barrier State | Safety_Barrier_State | TEMP | Temporary
| BA-SFBR | Safety Barrier | Surface Finish | Surface_Finish_Safety_Barrier | GLVN | Galvanised
| BA-SFBR | Safety Barrier | Surface Finish | Surface_Finish_Safety_Barrier | NATU | Natural
| BA-SFBR | Safety Barrier | Surface Finish | Surface_Finish_Safety_Barrier | PNTD | Painted
| BL-CNPY | Canopy | Canopy Support Material | Canopy_Support_Material | METL | Metal
| BL-CNPY | Canopy | Canopy Support Material | Canopy_Support_Material | WOOD | Wood
| BL-CNPY | Canopy | Material | Material_Canopy | FBRC | Fabric
| BL-CNPY | Canopy | Material | Material_Canopy | GLSS | Glass
| BL-CNPY | Canopy | Material | Material_Canopy | GRP | Glass Reinforced Plastic
| BL-CNPY | Canopy | Material | Material_Canopy | METL | Metal
| BL-CNPY | Canopy | Material | Material_Canopy | POLC | Polycarbonate
| BL-CNPY | Canopy | Material | Material_Canopy | WOOD | Wood
| BL-CNPY | Canopy | Style | Style_Canopy | CTLV | Cantilever
| BL-CNPY | Canopy | Style | Style_Canopy | ENTR | Entrance
| BL-CNPY | Canopy | Style | Style_Canopy | REEL | Retractable
| BL-CNPY | Canopy | Style | Style_Canopy | TENT | Tent
| BL-CONC | Concourse | Purpose | Purpose_Concourse | COMM | Commercial
| BL-CONC | Concourse | Purpose | Purpose_Concourse | MUSE | Mixed Use
| BL-CONC | Concourse | Purpose | Purpose_Concourse | OFFC | Office
| BL-CONC | Concourse | Purpose | Purpose_Concourse | REEA | Residential
| BL-CONC | Concourse | Purpose | Purpose_Concourse | TRTM | Transport terminal
| BL-FCDS | Facades | Material | Material_Facades | ALCP | Aluminium Composite Panel
| BL-FCDS | Facades | Material | Material_Facades | ARPA | Architectural Panel
| BL-FCDS | Facades | Material | Material_Facades | BRMT | Brick and Mortar
| BL-FCDS | Facades | Material | Material_Facades | CONB | Concrete Block
| BL-FCDS | Facades | Material | Material_Facades | CRIR | Corrugated Iron
| BL-FCDS | Facades | Material | Material_Facades | FCSH | Fibre Cement Sheeting
| BL-FCDS | Facades | Material | Material_Facades | STFG | Steel Frame and Glazing
| BL-FCDS | Facades | Material | Material_Facades | STSH | Steel sheeting
| BL-FCDS | Facades | Material | Material_Facades | TMBC | Timber Clad
| BL-FCDS | Facades | Material | Material_Facades | WBRD | Weatherboard
| BL-FCDS | Facade | Surface Treatment | Facade_Surface_Treatment | EXPO | Exposed
| BL-FCDS | Facade | Surface Treatment | Facade_Surface_Treatment | PNTD | Painted
| BL-FCDS | Facade | Surface Treatment | Facade_Surface_Treatment | POWR | Powercoated
| BL-FCDS | Facade | Surface Treatment | Facade_Surface_Treatment | TILE | Tile
| BL-LFTT | Lift Tower | Cladding Material | Cladding_Material_Lift_Tower | ALCP | Aluminium Composite Panel
| BL-LFTT | Lift Tower | Cladding Material | Cladding_Material_Lift_Tower | ARPA | Architectural Panel
| BL-LFTT | Lift Tower | Cladding Material | Cladding_Material_Lift_Tower | BRCK | Brick
| BL-LFTT | Lift Tower | Cladding Material | Cladding_Material_Lift_Tower | CFCS | Compressed Fibre Cement Sheet
| BL-LFTT | Lift Tower | Cladding Material | Cladding_Material_Lift_Tower | CRST | Corrugated Steel
| BL-LFTT | Lift Tower | Cladding Material | Cladding_Material_Lift_Tower | GLAZ | Glazing
| BL-LFTT | Lift Tower | Lift Well Louvre | Lift_Well_Louvre | SGST | Single Stage
| BL-LFTT | Lift Tower | Lift Well Louvre | Lift_Well_Louvre | NA | Not Applicable
| BL-LFTT | Lift Tower | Lift Well Louvre | Lift_Well_Louvre | TSTG | Two Stage
| BL-LFTT | Lift Tower | Material | Material_Lift_Tower | CONC | Concrete
| BL-LFTT | Lift Tower | Material | Material_Lift_Tower | STEL | Steel
| BL-PLAT | Platform | Coping Finish | Coping_Finish | NIL | Nil
| BL-PLAT | Platform | Coping Finish | Coping_Finish | PNTD | Painted
| BL-PLAT | Platform | Coping Finish | Coping_Finish | TGIS | Tactile Ground Surface Indicators
| BL-PLAT | Platform | Coping Finish | Coping_Finish | TILE | Tile
| BL-PLAT | Platform | Cross Fall Direction | Cross_Fall_Direction | AFPE | Away from platform edge
| BL-PLAT | Platform | Cross Fall Direction | Cross_Fall_Direction | IEVC | Level
| BL-PLAT | Platform | Cross Fall Direction | Cross_Fall_Direction | TPEG | Toward platform edge
| BL-PLAT | Platform | Structural Material | Structural_Material_Platform | CONC | Concrete
| BL-PLAT | Platform | Structural Material | Structural_Material_Platform | CRSN | Crushed Stone
| BL-PLAT | Platform | Structural Material | Structural_Material_Platform | STEL | Steel
| BL-PLAT | Platform | Structural Material | Structural_Material_Platform | TMBR | Timber
| BL-PLAT | Platform | Surface Material | Surface_Material_Platform | ASPH | Asphalt
| BL-PLAT | Platform | Surface Material | Surface_Material_Platform | CONC | Concrete
| BL-PLAT | Platform | Surface Material | Surface_Material_Platform | CRSN | Crushed Stone
| BL-PLAT | Platform | Surface Material | Surface_Material_Platform | FBGL | Fibre-glass
| BL-PLAT | Platform | Surface Material | Surface_Material_Platform | GRAS | Grass
| BL-PLAT | Platform | Surface Material | Surface_Material_Platform | PAVR | Paver
| BL-PLAT | Platform | Surface Material | Surface_Material_Platform | STEL | Steel
| BL-PLAT | Platform | Surface Material | Surface_Material_Platform | TILD | Tiled
| BL-PLAT | Platform | Surface Material | Surface_Material_Platform | TMBR | Timber
| BL-ROOF | Roof | Material | Material_Roof | ASPH | Asphalt
| BL-ROOF | Roof | Material | Material_Roof | GLSS | Glass
| BL-ROOF | Roof | Material | Material_Roof | METL | Metal
| BL-ROOF | Roof | Material | Material_Roof | TILE | Tile
| BL-ROOF | Roof | Material | Material_Roof | WOOD | Wood
| BL-ROOF | Roof | Roof Anchor | Roof_Anchor | ADBA | Adhesive-Based
| BL-ROOF | Roof | Roof Anchor | Roof_Anchor | CLMP | Clamp
| BL-ROOF | Roof | Roof Anchor | Roof_Anchor | SCIN | Screw-In
| BL-WALK | Walkway | Structural Material | Structural_Material_Walkway | ALUM | Aluminium
| BL-WALK | Walkway | Structural Material | Structural_Material_Walkway | CONC | Concrete
| BL-WALK | Walkway | Structural Material | Structural_Material_Walkway | NATE | Natural Earth
| BL-WALK | Walkway | Structural Material | Structural_Material_Walkway | ROCK | Rock
| BL-WALK | Walkway | Structural Material | Structural_Material_Walkway | STEL | Steel
| BL-WALK | Walkway | Structural Material | Structural_Material_Walkway | WOOD | Wood
| BL-WALK | Walkway | Surface Material | Surface_Material_Walkway | CONC | Concrete
| BL-WALK | Walkway | Surface Material | Surface_Material_Walkway | CRSN | Crushed Stone
| BL-WALK | Walkway | Surface Material | Surface_Material_Walkway | GRAS | Grass
| BL-WALK | Walkway | Surface Material | Surface_Material_Walkway | STEL | Steel
| BL-WALK | Walkway | Surface Material | Surface_Material_Walkway | WOOD | Wood
| BR-BRAB | Bridge Abutment | Material | Material_Bridge_Abutment | BRCK | Brick
| BR-BRAB | Bridge Abutment | Material | Material_Bridge_Abutment | CONC | Concrete
| BR-BRAB | Bridge Abutment | Material | Material_Bridge_Abutment | ERTH | Earth
| BR-BRAB | Bridge Abutment | Material | Material_Bridge_Abutment | MASN | Masonry
| BR-BRAB | Bridge Abutment | Material | Material_Bridge_Abutment | REET | Reinforced earth
| BR-BRAB | Bridge Abutment | Material | Material_Bridge_Abutment | ROCK | Rock
| BR-BRDE | Bridge Deck | Material | Material_Bridge_Deck | CONC | Concrete
| BR-BRDE | Bridge Deck | Material | Material_Bridge_Deck | STEL | Steel
| BR-BRDE | Bridge Deck | Material | Material_Bridge_Deck | TMBR | Timber
| BR-BRDG | Bridge | Approved Vehicular Configuration | Approved_Vehicular_Configuration | SHRT | Short - Class 1
| BR-BRDG | Bridge | Approved Vehicular Configuration | Approved_Vehicular_Configuration | MEDM | Medium - Class 2, 3, 4 or 5
| BR-BRDG | Bridge | Approved Vehicular Configuration | Approved_Vehicular_Configuration | LONG | Long - Class 6, 7, 8 or 9
| BR-BRDG | Bridge | Approved Vehicular Configuration | Approved_Vehicular_Configuration | MECB | Medium Combination - Class 10 or 11
| BR-BRDG | Bridge | Approved Vehicular Configuration | Approved_Vehicular_Configuration | LGCB | Large Combination - Class 12
| BR-BRDG | Bridge | Border Bridge | Border_Bridge | NA | Not Applicable
| BR-BRDG | Bridge | Border Bridge | Border_Bridge | QLD | Queensland
| BR-BRDG | Bridge | Border Bridge | Border_Bridge | SAUS | South Australia
| BR-BRDG | Bridge | Border Bridge | Border_Bridge | VIC | Victoria
| BR-BRDG | Bridge | Bridge Risk Rating | Bridge_Risk_Rating | ARL 1 | Assessed Risk Level 1
| BR-BRDG | Bridge | Bridge Risk Rating | Bridge_Risk_Rating | ARL 2 | Assessed Risk Level 2
| BR-BRDG | Bridge | Bridge Risk Rating | Bridge_Risk_Rating | ARL 3 | Assessed Risk Level 3
| BR-BRDG | Bridge | Bridge Risk Rating | Bridge_Risk_Rating | ARL 4 | Assessed Risk Level 4
| BR-BRDG | Bridge | Bridge Risk Rating | Bridge_Risk_Rating | ARL 5 | Assessed Risk Level 5
| BR-BRDG | Bridge | Bridge Usage | Bridge_Usage | ANIM | Animal
| BR-BRDG | Bridge | Bridge Usage | Bridge_Usage | CYCL | Cycle
| BR-BRDG | Bridge | Bridge Usage | Bridge_Usage | HEAV | Heavy Road Vehicle
| BR-BRDG | Bridge | Bridge Usage | Bridge_Usage | LRVH | Light Road Vehicle
| BR-BRDG | Bridge | Bridge Usage | Bridge_Usage | PEDS | Pedestrian
| BR-BRDG | Bridge | Bridge Usage | Bridge_Usage | RVHL | Rail Vehicle
| BR-BRDG | Bridge | Bridge Usage | Bridge_Usage | UTLY | Utilities
| BR-BRDG | Bridge | Material | Material_Bridge | CONC | Concrete
| BR-BRDG | Bridge | Material | Material_Bridge | MASN | Masonry
| BR-BRDG | Bridge | Material | Material_Bridge | STEL | Steel
| BR-BRDG | Bridge | Material | Material_Bridge | TMBR | Timber
| BR-BRDG | Bridge | Material | Material_Bridge | WRGI | Wrought iron
| BR-BRDG | Bridge | Monitoring Requirement | Monitoring_Requirement | DPGG | Displacement gauge
| BR-BRDG | Bridge | Monitoring Requirement | Monitoring_Requirement | NA | Not Applicable
| BR-BRDG | Bridge | Monitoring Requirement | Monitoring_Requirement | STGG | Strain gauge
| BR-BRDG | Bridge | Monitoring Requirement | Monitoring_Requirement | STGA | Stress gauge
| BR-BRDG | Bridge | Monitoring Requirement | Monitoring_Requirement | TMGG | Temperature gauge
| BR-BRDG | Bridge | Moveable | Moveable_or_Fixed | MOVE | Moveable
| BR-BRDG | Bridge | Moveable | Moveable_or_Fixed | FXED | Fixed
| BR-BRDG | Bridge | Spatial Orientation | Spatial_Orientation | RBOR | Rail bridge over rail
| BR-BRDG | Bridge | Spatial Orientation | Spatial_Orientation | UBGE | Rail bridge over road - Under Bridge
| BR-BRDG | Bridge | Spatial Orientation | Spatial_Orientation | RBOW | Rail bridge over waterway
| BR-BRDG | Bridge | Spatial Orientation | Spatial_Orientation | OBGE | Road bridge over rail - OverBridge
| BR-BRDG | Bridge | Spatial Orientation | Spatial_Orientation | RBRD | Road bridge over road
| BR-BRDG | Bridge | Spatial Orientation | Spatial_Orientation | PBRR | Pedestrian Bridge over Road or Rail
| BR-BRDG | Bridge | Spatial Orientation | Spatial_Orientation | RDBW | Road bridge over waterway
| BR-BRDG | Bridge | Utility Supported by Bridge | Utility_Supported_by_Bridge | CMUN | Communications
| BR-BRDG | Bridge | Utility Supported by Bridge | Utility_Supported_by_Bridge | ELCT | Electrical
| BR-BRDG | Bridge | Utility Supported by Bridge | Utility_Supported_by_Bridge | NGAS | Natural Gas
| BR-BRDG | Bridge | Utility Supported by Bridge | Utility_Supported_by_Bridge | SWTR | Stormwater
| BR-BRDG | Bridge | Utility Supported by Bridge | Utility_Supported_by_Bridge | WWTR | Waste water
| BR-BRDG | Bridge | Utility Supported by Bridge | Utility_Supported_by_Bridge | WATR | Water
| Multiple | Multiple | Culvert Cell Type | Culvert_Cell_Type | ARCH | Arch
| Multiple | Multiple | Culvert Cell Type | Culvert_Cell_Type | BOX | Box
| Multiple | Multiple | Culvert Cell Type | Culvert_Cell_Type | COMP | Composite
| Multiple | Multiple | Culvert Cell Type | Culvert_Cell_Type | PIPE | Pipe
| BR-BRFD | Bridge Foundation | Material | Material_Bridge_Foundation | CONC | Concrete
| BR-BRFD | Bridge Foundation | Material | Material_Bridge_Foundation | STEL | Steel
| BR-BRFD | Bridge Foundation | Material | Material_Bridge_Foundation | TMBR | Timber
| BR-BRPE | Bridge Pier | Material | Material_Bridge_Pier | CONC | Concrete
| BR-BRPE | Bridge Pier | Material | Material_Bridge_Pier | STEL | Steel
| BR-BRPE | Bridge Pier | Material | Material_Bridge_Pier | TMBR | Timber
| BR-BRSP | Bridge Span | Material | Material_Bridge_Span | CONC | Concrete
| BR-BRSP | Bridge Span | Material | Material_Bridge_Span | STEL | Steel
| BR-BRSP | Bridge Span | Material | Material_Bridge_Span | TMBR | Timber
| BU-BUSV | Bus | Emission Class | Emission_Class | COMO | Carbon monoxide (CO)
| BU-BUSV | Bus | Emission Class | Emission_Class | NOX2 | Nitrogen oxides (NOx)
| BU-BUSV | Bus | Emission Class | Emission_Class | PAMA | Particulate matter (PM)
| BU-BUSV | Bus | Emission Class | Emission_Class | VOCM | Volatile organic compounds (VOC)
| BU-BUSV | Bus | Engine Fuel Type | Engine_Fuel_Type | DESL | Diesel
| BU-BUSV | Bus | Engine Fuel Type | Engine_Fuel_Type | ELCT | Electrical
| BU-BUSV | Bus | Engine Fuel Type | Engine_Fuel_Type | HYBD | Hybrid
| BU-BUSV | Bus | Engine Fuel Type | Engine_Fuel_Type | HYDR | Hydrogen
| BU-BUSV | Bus | Engine Fuel Type | Engine_Fuel_Type | PETO | Petrol
| CA-AIRS | Air Supply System | Compressor Design | Compressor_Design | DYNM | Dynamic
| CA-AIRS | Air Supply System | Compressor Design | Compressor_Design | POSD | Positive Displacement
| CA-EXPJ | Expansion Joint | Material | Material_Expansion_Joint | METL | Metal
| CA-EXPJ | Expansion Joint | Material | Material_Expansion_Joint | RBBR | Rubber
| CA-EXPJ | Expansion Joint | Material | Material_Expansion_Joint | SILC | Silicone
| DA-DATA | Data Asset | Data Asset Structure | Data_Asset_Structure | STRC | Structured
| DA-DATA | Data Asset | Data Asset Structure | Data_Asset_Structure | UNST | Unstructured
| DA-DATA | Data Asset | Data Asset Structure | Data_Asset_Structure | IOT | Internet of Things (IoT)
| DA-DATA | Data Asset | Data Category | Data_Category | TRNL | Transactional
| DA-DATA | Data Asset | Data Category | Data_Category | MSTR | Master
| DA-DATA | Data Asset | Data Category | Data_Category | REFR | Reference
| DA-DATA | Data Asset | Data Category | Data_Category | GEOS | Geospatial
| DA-DATA | Data Asset | Data Domain | Data_Domain | CUST | Customer
| DA-DATA | Data Asset | Data Domain | Data_Domain | WORK | Workforce
| DA-DATA | Data Asset | Data Domain | Data_Domain | SUPP | Supplier
| DA-DATA | Data Asset | Data Domain | Data_Domain | ORGN | Organisation
| DA-DATA | Data Asset | Data Domain | Data_Domain | ASET | Assets
| DA-DATA | Data Asset | Data Domain | Data_Domain | SAFE | Safety
| DA-DATA | Data Asset | Data Domain | Data_Domain | ENVI | Environment
| DA-DATA | Data Asset | Data Domain | Data_Domain | PROD | Product
| DA-DATA | Data Asset | Data Domain | Data_Domain | SERV | Service
| DA-DATA | Data Asset | Data Domain | Data_Domain | PRJD | Project Delivery
| DA-DATA | Data Asset | Data Domain | Data_Domain | PLAN | Planning
| DA-DATA | Data Asset | Data Domain | Data_Domain | LOCA | Location
| DA-DATA | Data Asset | Data Domain | Data_Domain | RISK | Risk
| DA-DATA | Data Asset | Data Domain | Data_Domain | FINA | Finance
| DA-DATA | Data Asset | Geometry Object Type | Geometry_Object_Type | LINE | Line
| DA-DATA | Data Asset | Geometry Object Type | Geometry_Object_Type | PINT | Point
| DA-DATA | Data Asset | Geometry Object Type | Geometry_Object_Type | POLG | Polygon
| DA-DATA | Data Asset | Geometry Object Type | Geometry_Object_Type | POLY | Polyline
| DA-DATA | Data Asset | Geometry Object Type | Geometry_Object_Type | RAST | Raster
| DA-DATA | Data Asset | Geometry Object Type | Geometry_Object_Type | TABL | Table
| DA-DATA | Data Asset | Geometry Object Type | Geometry_Object_Type | ANNO | Annotation
| DA-DATA | Data Asset | Geospatial Dataset Category | Geospatial_Dataset_Category | BIOT | Biota
| DA-DATA | Data Asset | Geospatial Dataset Category | Geospatial_Dataset_Category | BOUN | Boundaries
| DA-DATA | Data Asset | Geospatial Dataset Category | Geospatial_Dataset_Category | CADA | Cadastral
| DA-DATA | Data Asset | Geospatial Dataset Category | Geospatial_Dataset_Category | DCST | DCS Topographic
| DA-DATA | Data Asset | Geospatial Dataset Category | Geospatial_Dataset_Category | ECON | Economy
| DA-DATA | Data Asset | Geospatial Dataset Category | Geospatial_Dataset_Category | ELEV | Elevation
| DA-DATA | Data Asset | Geospatial Dataset Category | Geospatial_Dataset_Category | ENVI | Environment
| DA-DATA | Data Asset | Geospatial Dataset Category | Geospatial_Dataset_Category | GEOL | Geology
| DA-DATA | Data Asset | Geospatial Dataset Category | Geospatial_Dataset_Category | INFR | Infrastructure
| DA-DATA | Data Asset | Geospatial Dataset Category | Geospatial_Dataset_Category | LOCA | Location
| DA-DATA | Data Asset | Geospatial Dataset Category | Geospatial_Dataset_Category | PLAN | Planning
| DA-DATA | Data Asset | Geospatial Dataset Category | Geospatial_Dataset_Category | RDAM | Road Asset Maintenance
| DA-DATA | Data Asset | Geospatial Dataset Category | Geospatial_Dataset_Category | SAFE | Safety
| DA-DATA | Data Asset | Geospatial Dataset Category | Geospatial_Dataset_Category | SOCI | Society
| DA-DATA | Data Asset | Geospatial Dataset Category | Geospatial_Dataset_Category | TRAN | Transportation
| DA-DATA | Data Asset | Geospatial Dataset Category | Geospatial_Dataset_Category | UTIL | Utilities
| DA-DATA | Data Asset | Permitted Use | Permitted_Use | OPEN | Open
| DA-DATA | Data Asset | Permitted Use | Permitted_Use | SHAR | Shared
| DA-DATA | Data Asset | Permitted Use | Permitted_Use | CLOS | Closed
| DA-DATA | Data Asset | Personal Information Type | Personal_Information_Type | UQID | Unique Identifier
| DA-DATA | Data Asset | Personal Information Type | Personal_Information_Type | PSNL | Personal
| DA-DATA | Data Asset | Personal Information Type | Personal_Information_Type | CONT | Contact Details
| DA-DATA | Data Asset | Personal Information Type | Personal_Information_Type | BIOM | Biometric
| DA-DATA | Data Asset | Personal Information Type | Personal_Information_Type | HEOG | Health or Genetic
| DA-DATA | Data Asset | Personal Information Type | Personal_Information_Type | LOCA | Location
| DA-DATA | Data Asset | Personal Information Type | Personal_Information_Type | BEHA | Behavioural
| DA-DATA | Data Asset | Personal Information Type | Personal_Information_Type | FINL | Financial
| DA-DATA | Data Asset | Personal Information Type | Personal_Information_Type | EMPL | Employment
| DA-DATA | Data Asset | Personal Information Type | Personal_Information_Type | CRED | Credit
| DA-DATA | Data Asset | Personal Information Type | Personal_Information_Type | CRIM | Criminal
| DA-DATA | Data Asset | Personal Information Type | Personal_Information_Type | LIFE | Life Sensitive
| DA-DATA | Data Asset | Personal Information Type | Personal_Information_Type | OTHE | Other
| DA-DATA | Data Asset | TfNSW Information Label | TfNSW_Information_Label | UOFF | UNOFFICIAL​
| DA-DATA | Data Asset | TfNSW Information Label | TfNSW_Information_Label | OFFI | OFFICIAL
| DA-DATA | Data Asset | TfNSW Information Label | TfNSW_Information_Label | OFFN | OFFICIAL: Sensitive – NSW Cabinet​
| DA-DATA | Data Asset | TfNSW Information Label | TfNSW_Information_Label | OFFL | OFFICIAL: Sensitive – Legal​
| DA-DATA | Data Asset | TfNSW Information Label | TfNSW_Information_Label | OFFE | OFFICIAL: Sensitive – Law Enforcement
| DA-DATA | Data Asset | TfNSW Information Label | TfNSW_Information_Label | OFFH | OFFICIAL: Sensitive – Health Information​
| DA-DATA | Data Asset | TfNSW Information Label | TfNSW_Information_Label | OFFP | OFFICIAL: Sensitive – Personal
| DA-DATA | Data Asset | TfNSW Information Label | TfNSW_Information_Label | OFFG | OFFICIAL: Sensitive – NSW Government
| DG-BSIN | Basin | Material | Material_Basin | CONC | Concrete
| DG-BSIN | Basin | Material | Material_Basin | METL | Metal
| DG-BSIN | Basin | Material | Material_Basin | NATU | Natural
| DG-BSIN | Basin | Material | Material_Basin | PLST | Plastic
| DG-BSIN | Basin | Material | Material_Basin | STNE | Stone
| DG-BSIN | Basin | Normal State | Normal_State | EPTY | Empty
| DG-BSIN | Basin | Normal State | Normal_State | FULL | Full
| DG-CULV | Culvert | Material | Material_Culvert | ALCR | Aluminium Corrugated
| DG-CULV | Culvert | Material | Material_Culvert | ALSW | Aluminium Spiral Wound
| DG-CULV | Culvert | Material | Material_Culvert | ASBT | Asbestos
| DG-CULV | Culvert | Material | Material_Culvert | BRCK | Brick
| DG-CULV | Culvert | Material | Material_Culvert | CNFR | Concrete Fibre Reo
| DG-CULV | Culvert | Material | Material_Culvert | CONS | Concrete Steel Reo
| DG-CULV | Culvert | Material | Material_Culvert | PLAC | Plastic Corrugated
| DG-CULV | Culvert | Material | Material_Culvert | PLAU | Plastic Uncorrugated
| DG-CULV | Culvert | Material | Material_Culvert | PREA | Precast Arch
| DG-CULV | Culvert | Material | Material_Culvert | STLC | Steel Corrugated
| DG-CULV | Culvert | Material | Material_Culvert | STSW | Steel Spiral Wound
| DG-CULV | Culvert | Material | Material_Culvert | STNE | Stone
| DG-CULV | Culvert | Material | Material_Culvert | TMBR | Timber
| DG-CULV | Culvert | Purpose | Purpose_Culvert | CTDR | Catchment Drainage
| DG-CULV | Culvert | Purpose | Purpose_Culvert | IRRC | Irrigation
| DG-CULV | Culvert | Purpose | Purpose_Culvert | PECA | Pedestrian Access
| DG-CULV | Culvert | Purpose | Purpose_Culvert | ROOD | Road Pavement Drainage
| DG-CULV | Culvert | Purpose | Purpose_Culvert | STCK | Stock Access
| DG-CULV | Culvert | Purpose | Purpose_Culvert | UTLY | Utilities
| DG-CULV | Culvert | Purpose | Purpose_Culvert | VHCL | Vehicle
| DG-DRNS | Drainage System | Drainage System Function | Drainage_System_Function | BTTR | Batter
| DG-DRNS | Drainage System | Drainage System Function | Drainage_System_Function | CTCH | Catch
| DG-DRNS | Drainage System | Drainage System Function | Drainage_System_Function | TAB | Table
| DG-FLDG | Flood Gate | Actuation Mechanism | Actuation_Mechanism | ELCT | Electrical
| DG-FLDG | Flood Gate | Actuation Mechanism | Actuation_Mechanism | HYDL | Hydraulic
| DG-FLDG | Flood Gate | Actuation Mechanism | Actuation_Mechanism | MANC | Manual Hand Crank
| DG-FLDG | Flood Gate | Actuation Mechanism | Actuation_Mechanism | MANL | Manual Lever
| DG-FLDG | Flood Gate | Actuation Mechanism | Actuation_Mechanism | PNEM | Pneumatic
| DG-FLDG | Flood Gate | Material | Material_Flood_Gate | CONC | Concrete
| DG-FLDG | Flood Gate | Material | Material_Flood_Gate | CONR | Concrete reinforced
| DG-FLDG | Flood Gate | Material | Material_Flood_Gate | NATU | Natural
| DG-FLDG | Flood Gate | Material | Material_Flood_Gate | PLST | Plastic
| DG-FLDG | Flood Gate | Material | Material_Flood_Gate | PLST | Plastic
| DG-FLDG | Flood Gate | Material | Material_Flood_Gate | ROCK | Rock
| DG-FLDG | Flood Gate | Material | Material_Flood_Gate | STEL | Steel
| DG-FLUS | Flushing Points | Control Mechanism | Control_Mechanism | AUSN | Automated Sensor
| DG-FLUS | Flushing Points | Control Mechanism | Control_Mechanism | AUTM | Automated Timer
| DG-FLUS | Flushing Points | Control Mechanism | Control_Mechanism | GRAV | Gravity
| DG-FLUS | Flushing Points | Control Mechanism | Control_Mechanism | MANU | Manual
| DG-FLUS | Flushing Points | Flow control | Flow_Control | GATE | Gate
| DG-FLUS | Flushing Points | Flow control | Flow_Control | VALV | Valve
| DG-FLUS | Flushing Points | Material | Material_Flushing_Points | PLST | Plastic
| DG-FLUS | Flushing Points | Material | Material_Flushing_Points | STEL | Steel
| DG-FTRP | Flame Trap | Filtration Media | Filtration_Media | MSSC | Mesh Screen
| DG-FTRP | Flame Trap | Filtration Media | Filtration_Media | PERP | Perforated Plate
| DG-FTRP | Flame Trap | Filtration Media | Filtration_Media | SOIW | Spiral Wound
| DG-FTRP | Flame Trap | Material | Material_Flame_Trap | STST | Stainless steel
| DG-POLL | Pollutant Trap | Filtration Element | Filtration_Element | BSKT | Basket
| DG-POLL | Pollutant Trap | Filtration Element | Filtration_Element | CDSP | Continuous Deflective Separators
| DG-POLL | Pollutant Trap | Filtration Element | Filtration_Element | INTT | Infiltration trench
| DG-POLL | Pollutant Trap | Filtration Element | Filtration_Element | OWSP | Oil water separator
| DG-POLL | Pollutant Trap | Filtration Element | Filtration_Element | SOCK | Sock
| DG-SPLW | Spillway | Material | Material_Spillway | CONC | Concrete
| DG-SPLW | Spillway | Material | Material_Spillway | ERTH | Earth
| DG-SPLW | Spillway | Material | Material_Spillway | NATS | Natural Stone
| DG-SPLW | Spillway | Material | Material_Spillway | RBRL | Rubber lined
| DG-SPLW | Spillway | Material | Material_Spillway | STEL | Steel
| DG-SPLW | Spillway | Material | Material_Spillway | TMBR | Timber
| DG-SPLW | Spillway | Spillway Structure | Spillway_Structure | CHUT | Chute
| DG-SPLW | Spillway | Spillway Structure | Spillway_Structure | FROF | Free Overfall
| DG-SPLW | Spillway | Spillway Structure | Spillway_Structure | FUSP | Fuse Plug
| DG-SPLW | Spillway | Spillway Structure | Spillway_Structure | GATE | Gate
| DG-SPLW | Spillway | Spillway Structure | Spillway_Structure | OGEE | Ogee
| DG-SPLW | Spillway | Spillway Structure | Spillway_Structure | SICHN | Side Channel
| DG-SPLW | Spillway | Spillway Structure | Spillway_Structure | SIPN | Siphon
| DG-SPLW | Spillway | Spillway Structure | Spillway_Structure | SHIJ | Ski-Jump
| DG-SUMP | Drainage Sump | Grate Type | Grate_Type | GRAT | Grated
| DG-SUMP | Drainage Sump | Grate Type | Grate_Type | UNGA | Ungrated
| DG-SUMP | Drainage Sump | Material | Material_Drainage_Sump | CONC | Concrete
| DG-SUMP | Drainage Sump | Material | Material_Drainage_Sump | NATU | Natural
| DG-SUMP | Drainage Sump | Material | Material_Drainage_Sump | ROCK | Rock
| DG-SUMP | Drainage Sump | Sump Structure | Sump_Structure | BLND | Blind
| DG-SUMP | Drainage Sump | Sump Structure | Sump_Structure | GLPG | Gully Pit
| DG-SUMP | Drainage Sump | Sump Structure | Sump_Structure | INTU | Inlet Sump
| DG-SUMP | Drainage Sump | Sump Structure | Sump_Structure | JBOX | Junction Box
| DG-SUMP | Drainage Sump | Sump Structure | Sump_Structure | RINL | Raised Inlet
| DG-SWAL | Swale | Material | Material_Swale | CONC | Concrete
| DG-SWAL | Swale | Material | Material_Swale | DRNC | Drainage chip
| DG-SWAL | Swale | Material | Material_Swale | GEOT | Geotextile
| DG-SWAL | Swale | Material | Material_Swale | NATU | Natural
| DG-SWAL | Swale | Material | Material_Swale | ROLN | Rock lined
| DG-TRCK | Trash Rack | Material | Material_Trash_Rack | ALUM | Aluminium
| DG-TRCK | Trash Rack | Material | Material_Trash_Rack | COMP | Composite
| DG-TRCK | Trash Rack | Material | Material_Trash_Rack | CONC | Concrete
| DG-TRCK | Trash Rack | Material | Material_Trash_Rack | PLST | Plastic
| DG-TRCK | Trash Rack | Material | Material_Trash_Rack | STEL | Steel
| DG-TRCK | Trash Rack | Trash Rack Structure | Trash_Rack_Structure | ADBR | Adjustable Bar
| DG-TRCK | Trash Rack | Trash Rack Structure | Trash_Rack_Structure | DBDF | Debris Deflector
| DG-TRCK | Trash Rack | Trash Rack Structure | Trash_Rack_Structure | FXDB | Fixed Bar
| DG-TRCK | Trash Rack | Trash Rack Structure | Trash_Rack_Structure | HING | Hinged
| DG-TRCK | Trash Rack | Trash Rack Structure | Trash_Rack_Structure | SCRN | Screen
| DG-TRCK | Trash Rack | Trash Rack Structure | Trash_Rack_Structure | UNWA | Underwater
| FO-FOSY | Fuel and Oil Systems | Flammable Liquid Class | Flammable_Liquid_Class | Class 1 | Class 1
| FO-FOSY | Fuel and Oil Systems | Flammable Liquid Class | Flammable_Liquid_Class | Class 2 | Class 2
| FO-FOSY | Fuel and Oil Systems | Flammable Liquid Class | Flammable_Liquid_Class | Class 3 | Class 3
| FO-FOSY | Fuel and Oil Systems | Number of Phases | Number_of_Phases | SNPH | Single Phase
| FO-FOSY | Fuel and Oil Systems | Number of Phases | Number_of_Phases | TWPH | Two Phase
| FO-FOSY | Fuel and Oil Systems | Number of Phases | Number_of_Phases | THPH | Three Phase
| FO-FOSY | Fuel and Oil Systems | Primary Fuel | Primary_Fuel | DESL | Diesel
| FO-FOSY | Fuel and Oil Systems | Primary Fuel | Primary_Fuel | ETHL | Ethanol
| FO-FOSY | Fuel and Oil Systems | Primary Fuel | Primary_Fuel | GASO | Gasoline
| FO-FOSY | Fuel and Oil Systems | Primary Fuel | Primary_Fuel | HYDR | Hydrogen
| FO-FOSY | Fuel and Oil Systems | Primary Fuel | Primary_Fuel | LPG | LPG
| FO-FOSY | Fuel and Oil Systems | Primary Fuel | Primary_Fuel | MTHN | Methanol
| FO-FOSY | Fuel and Oil Systems | Primary Fuel | Primary_Fuel | NGAS | Natural Gas
| FP-WEIG | Weighbridge | Deck Type | Deck_Type | ABGR | Above Ground
| FP-WEIG | Weighbridge | Deck Type | Deck_Type | INGR | In Ground
| FP-WEIG | Weighbridge | Deck Type | Deck_Type | PRTB | Portable
| FP-WEIG | Weighbridge | Deck Type | Deck_Type | SPIT | Semi-Pit
| FP-WEIG | Weighbridge | Foundation Material | Foundation_Material_Weighbridge | CONC | Concrete
| FP-WEIG | Weighbridge | Foundation Material | Foundation_Material_Weighbridge | STEL | Steel
| FP-WEIG | Weighbridge | Indicator type | Indicator_type | DCS | Driver Control Station
| FP-WEIG | Weighbridge | Indicator type | Indicator_type | ININ | Industrial Indicator
| FP-WEIG | Weighbridge | Indicator type | Indicator_type | MSID | Multi-Scale Indicator
| FP-WEIG | Weighbridge | Indicator type | Indicator_type | PROI | Programmable Indicator
| FP-WEIG | Weighbridge | Ramp Type | Ramp_Type | ERRM | Earth Ramp
| FP-WEIG | Weighbridge | Ramp Type | Ramp_Type | STRP | Steel Ramp
| FR-FEXT | Fire Extinguisher | Fire Extinguisher Class | Fire_Extinguisher_Class | Class A | A - General combustibles
| FR-FEXT | Fire Extinguisher | Fire Extinguisher Class | Fire_Extinguisher_Class | Class B | B - Combustible and flammable liquids
| FR-FEXT | Fire Extinguisher | Fire Extinguisher Class | Fire_Extinguisher_Class | Class C | C - Flammable gases
| FR-FEXT | Fire Extinguisher | Fire Extinguisher Class | Fire_Extinguisher_Class | Class D | D - Combustible metals
| FR-FEXT | Fire Extinguisher | Fire Extinguisher Class | Fire_Extinguisher_Class | Class E | E - Electrical devices and appliances
| FR-FEXT | Fire Extinguisher | Fire Extinguisher Class | Fire_Extinguisher_Class | Class F | F - Cooking fats and oils
| GE-EWOR | Earthworks | Drainage Type | Drainage_Type | CESS | Cess
| GE-EWOR | Earthworks | Drainage Type | Drainage_Type | DRNL | Drainage Liner
| GE-EWOR | Earthworks | Drainage Type | Drainage_Type | NONE | None
| GE-EWOR | Earthworks | Drainage Type | Drainage_Type | SPIP | Standpipe
| GE-EWOR | Earthworks | Drainage Type | Drainage_Type | SUBF | Subsurface
| GE-EWOR | Earthworks | Drainage Type | Drainage_Type | TOP | Top
| GE-EWOR | Earthworks | Refuge Safe Place | Refuge_Safe_Place | NO | No
| GE-EWOR | Earthworks | Refuge Safe Place | Refuge_Safe_Place | NA | Not Applicable
| GE-EWOR | Earthworks | Refuge Safe Place | Refuge_Safe_Place | YCGW | Yes - cess greater than 3.5m wide
| GE-EWOR | Earthworks | Refuge Safe Place | Refuge_Safe_Place | YRSP | Yes - recessed safe place
| GE-GSTB | Geotechnical Stabilisation | Drainage | Active_Passive | ACDR | Active Drainage
| GE-GSTB | Geotechnical Stabilisation | Drainage | Active_Passive | PASD | Passive Drainage
| GE-GSTB | Geotechnical Stabilisation | Slope Configuration | Slope_Configuration | BRAB | Bridge Abutment Spillthrough
| GE-GSTB | Geotechnical Stabilisation | Slope Configuration | Slope_Configuration | CUT | Cut
| GE-GSTB | Geotechnical Stabilisation | Slope Configuration | Slope_Configuration | FILL | Fill
| GE-GSTB | Geotechnical Stabilisation | Slope Configuration | Slope_Configuration | SLAO | Slope above
| GE-GSTB | Geotechnical Stabilisation | Slope Configuration | Slope_Configuration | SLBL | Slope below
| GE-GSTB | Geotechnical Stabilisation | Slope Configuration | Slope_Configuration | STAB | Structure above
| GE-GSTB | Geotechnical Stabilisation | Slope Configuration | Slope_Configuration | STBL | Structure below
| GE-GSTB | Geotechnical Stabilisation | Slope Seismic Rating | Slope_Seismic_Rating | HIGH | High (1.0-2.5% landslide area or 10-30 1 s/km2)
| GE-GSTB | Geotechnical Stabilisation | Slope Seismic Rating | Slope_Seismic_Rating | LOW | Low (<0.5% landslide area or <3 1 s/km2)
| GE-GSTB | Geotechnical Stabilisation | Slope Seismic Rating | Slope_Seismic_Rating | MDNE | Moderate (0.5-1.0% landslide area or 3-10 1 s/km2)
| GE-GSTB | Geotechnical Stabilisation | Slope Seismic Rating | Slope_Seismic_Rating | VHGH | Very High (>2.5% landslide area or >30 1 s/km2)
| GE-RFLB | Rock Fall Barrier | Protection Structure | Protection_Structure | BARI | Barrier
| GE-RFLB | Rock Fall Barrier | Protection Structure | Protection_Structure | BUND | Bund
| GE-RFLB | Rock Fall Barrier | Protection Structure | Protection_Structure | CNPY | Canopy
| GE-RFLB | Rock Fall Barrier | Protection Structure | Protection_Structure | DTCH | Ditch
| GE-RFLB | Rock Fall Barrier | Protection Structure | Protection_Structure | FENC | Fence
| GE-RFLB | Rock Fall Barrier | Protection Structure | Protection_Structure | MFTS | Mesh Fixed to Slope
| GE-RFLB | Rock Fall Barrier | Protection Structure | Protection_Structure | WALL | Wall
| GT-GTRY | Gantry Structure | Foundation Material | Foundation_Material_Gantry_ Structure | COMP | Composite
| GT-GTRY | Gantry Structure | Foundation Material | Foundation_Material_Gantry_ Structure | CONC | Concrete
| GT-GTRY | Gantry Structure | Foundation Material | Foundation_Material_Gantry_ Structure | STEL | Steel
| GT-GTRY | Gantry Structure | Foundation Material | Foundation_Material_Gantry_ Structure | STGR | Stone or gravel
| GT-GTRY | Gantry Structure | Foundation Material | Foundation_Material_Gantry_ Structure | TMBR | Timber
| GT-GTRY | Gantry Structure | Construction | Construction_Gantry | CTLV | Cantilever
| GT-GTRY | Gantry Structure | Construction | Construction_Gantry | TRUS | Truss
| GT-GTRY | Gantry Structure | Gantry Shape | Gantry_Shape | ARCH | Arch
| GT-GTRY | Gantry Structure | Gantry Shape | Gantry_Shape | CSTM | Custom
| GT-GTRY | Gantry Structure | Gantry Shape | Gantry_Shape | PRTL | Portal
| GT-GTRY | Gantry Structure | Gantry Shape | Gantry_Shape | RECT | Rectangular
| GT-GTRY | Gantry Structure | Structure Material | Structure_Material_Gantry_ Structure | ALUM | Aluminium
| GT-GTRY | Gantry Structure | Structure Material | Structure_Material_Gantry_ Structure | COMP | Composite
| GT-GTRY | Gantry Structure | Structure Material | Structure_Material_Gantry_ Structure | CONC | Concrete
| GT-GTRY | Gantry Structure | Structure Material | Structure_Material_Gantry_ Structure | STEL | Steel
| GT-GTRY | Gantry Structure | Structure Material | Structure_Material_Gantry_ Structure | TMBR | Timber
| GT-GTRY | Gantry Structure | Support | Support_Gantry | LNCS | Lane Control Signal Support
| GT-GTRY | Gantry Structure | Support | Support_Gantry | NESS | Non-electronic Sign Support
| GT-GTRY | Gantry Structure | Support | Support_Gantry | VMSS | Variable Message Sign Support
| GT-GTRY | Gantry Structure | Surface Finish | Surface_Finish_Gantry | ANOD | Anodised
| GT-GTRY | Gantry Structure | Surface Finish | Surface_Finish_Gantry | GLVN | Galvanised
| GT-GTRY | Gantry Structure | Surface Finish | Surface_Finish_Gantry | NATU | Natural
| GT-GTRY | Gantry Structure | Surface Finish | Surface_Finish_Gantry | PNTD | Painted
| GT-GTRY | Gantry Structure | Surface Finish | Surface_Finish_Gantry | POWC | Powder Coated
| GT-MAST | Mast | Design | Design_Mast | FXED | Fixed
| GT-MAST | Mast | Design | Design_Mast | HING | Hinged
| GT-MAST | Mast | Design | Design_Mast | IATC | Lattice
| GT-MAST | Mast | Design | Design_Mast | SETN | Sectional
| GT-MAST | Mast | Material | Material_Mast | COMP | Composite
| GT-MAST | Mast | Material | Material_Mast | CONC | Concrete
| GT-MAST | Mast | Material | Material_Mast | STEL | Steel
| GT-MAST | Mast | Support | Support_Mast | CCTV | CCTV
| GT-MAST | Mast | Support | Support_Mast | LUSP | Light unit support
| GT-MAST | Mast | Support | Support_Mast | NESS | Non-electronic Sign Support
| GT-MAST | Mast | Support | Support_Mast | SIGN | Sign
| GT-OHWS | Overhead Wiring Structure | Configuration | Configuration_Overhead_Wiring_Structure | FXDA | Fixed Anchored
| GT-OHWS | Overhead Wiring Structure | Configuration | Configuration_Overhead_Wiring_Structure | RGLD | Regulated
| GT-OHWS | Overhead Wiring Structure | Foundation Design | Foundation_Design_Overhead_Wiring_Structure | CONF | Concrete footing
| GT-OHWS | Overhead Wiring Structure | Foundation Design | Foundation_Design_Overhead_Wiring_Structure | PIFI | Pile foundation
| GT-OHWS | Overhead Wiring Structure | Foundation Design | Foundation_Design_Overhead_Wiring_Structure | ROFN | Rock foundation
| GT-OHWS | Overhead Wiring Structure | Foundation Design | Foundation_Design_Overhead_Wiring_Structure | STGL | Steel grillage
| GT-OHWS | Overhead Wiring Structure | Material | Material_Overhead_Wiring_Structure | CONC | Concrete
| GT-OHWS | Overhead Wiring Structure | Material | Material_Overhead_Wiring_Structure | STEL | Steel
| GT-OHWS | Overhead Wiring Structure | Material | Material_Overhead_Wiring_Structure | WOOD | Wood
| GT-POLE | Pole | Foundation Design | Foundation_Design_Pole | CONP | Concrete Pile
| GT-POLE | Pole | Foundation Design | Foundation_Design_Pole | GRPD | Ground Planted Direct
| GT-POLE | Pole | Foundation Design | Foundation_Design_Pole | GROU | Ground Planted Stub
| GT-POLE | Pole | Foundation Design | Foundation_Design_Pole | NONE | None
| GT-POLE | Pole | Foundation Design | Foundation_Design_Pole | PADA | Pad
| GT-POLE | Pole | Foundation Design | Foundation_Design_Pole | REEE | Retention Socket
| GT-POLE | Pole | Foundation Material | Foundation_Material_Pole | NATU | Natural
| GT-POLE | Pole | Foundation Material | Foundation_Material_Pole | PRCC | Pre-Cast Concrete
| GT-POLE | Pole | Material | Material_Pole | CONC | Concrete
| GT-POLE | Pole | Material | Material_Pole | STEL | Steel
| GT-POLE | Pole | Material | Material_Pole | WOOD | Wood
| GT-TWER | Tower Structure | Material | Material_Tower_Structure | ALUM | Aluminium
| GT-TWER | Tower Structure | Material | Material_Tower_Structure | COMP | Composite
| GT-TWER | Tower Structure | Material | Material_Tower_Structure | STEL | Steel
| GT-TWER | Tower Structure | Material | Material_Tower_Structure | WOOD | Wood
| LP-ARAM | Access Ramp | Structural Material | Structural_Material_Access_Ramp | ALUM | Aluminium
| LP-ARAM | Access Ramp | Structural Material | Structural_Material_Access_Ramp | CONC | Concrete
| LP-ARAM | Access Ramp | Structural Material | Structural_Material_Access_Ramp | STEL | Steel
| LP-ARAM | Access Ramp | Structural Material | Structural_Material_Access_Ramp | WOOD | Wood
| LP-ARAM | Access Ramp | Surface Material | Surface_Material_Access_Ramp | ALUM | Aluminium
| LP-ARAM | Access Ramp | Surface Material | Surface_Material_Access_Ramp | CONC | Concrete
| LP-ARAM | Access Ramp | Surface Material | Surface_Material_Access_Ramp | STEL | Steel
| LP-ARAM | Access Ramp | Surface Material | Surface_Material_Access_Ramp | WOOD | Wood
| LP-LAND | Land | Land Zoning | Land_Zoning | R1 | General Residential
| LP-LAND | Land | Land Zoning | Land_Zoning | R2 | Low Density Residential
| LP-LAND | Land | Land Zoning | Land_Zoning | R3 | Medium Density Residential
| LP-LAND | Land | Land Zoning | Land_Zoning | R4 | High Density Residential
| LP-LAND | Land | Land Zoning | Land_Zoning | R5 | Large Lot (Rural) Residential
| LP-LAND | Land | Land Zoning | Land_Zoning | B4 | Mixed Use
| LP-PAVG | Paving | Material | Material_Paving | BRCK | Brick
| LP-PAVG | Paving | Material | Material_Paving | CLAY | Clay
| LP-PAVG | Paving | Material | Material_Paving | CONC | Concrete
| LP-PAVG | Paving | Material | Material_Paving | RBBR | Rubber
| LP-PAVG | Paving | Material | Material_Paving | STNE | Stone
| LP-VHSF | Vehicle Stopping Facility | Allowed Vehicles | Allowed_Vehicles | A double | A double
| LP-VHSF | Vehicle Stopping Facility | Allowed Vehicles | Allowed_Vehicles | BDBL | B Double
| LP-VHSF | Vehicle Stopping Facility | Allowed Vehicles | Allowed_Vehicles | LHVH | Light heavy vehicle
| LP-VHSF | Vehicle Stopping Facility | Allowed Vehicles | Allowed_Vehicles | LVHL | Light Vehicle
| LP-VHSF | Vehicle Stopping Facility | Allowed Vehicles | Allowed_Vehicles | RDTN | Road Train
| LT-LGTF | Lighting System | Cabling Location | Cabling_Location | ATGR | At grade
| LT-LGTF | Lighting System | Cabling Location | Cabling_Location | OVEH | Overhead
| LT-LGTF | Lighting System | Cabling Location | Cabling_Location | UNGR | Underground
| LT-LGTF | Lighting System | Fuses or Circuit Breaker Protection | Fuses_or_Circuit_Breaker_Protection | CRBR | Circuit Breaker
| LT-LGTF | Lighting System | Fuses or Circuit Breaker Protection | Fuses_or_Circuit_Breaker_Protection | FUSE | Fuse
| LT-LGTF | Lighting System | Fuses or Circuit Breaker Protection | Fuses_or_Circuit_Breaker_Protection | NA | Not Applicable
| Multiple | Multiple | Above Ground or Below Ground | Above_Ground_or_Below_Ground | ABGR | Above Ground
| Multiple | Multiple | Above Ground or Below Ground | Above_Ground_or_Below_Ground | BEGR | Below Ground
| Multiple | Multiple | Alternate Current or Direct Current | Alternate_Current_or_Direct_Current | AC | Alternate Current
| Multiple | Multiple | Alternate Current or Direct Current | Alternate_Current_or_Direct_Current | DC | Direct Current
| Multiple | Multiple | Asphalt Aggregate Size | Asphalt_Aggregate_Size | 10mm | 10mm
| Multiple | Multiple | Asphalt Aggregate Size | Asphalt_Aggregate_Size | 14mm | 14mm
| Multiple | Multiple | Asphalt Aggregate Size | Asphalt_Aggregate_Size | 20mm | 20mm
| Multiple | Multiple | Asphalt Aggregate Size | Asphalt_Aggregate_Size | 28mm | 28mm
| Multiple | Multiple | Asphalt Aggregate Size | Asphalt_Aggregate_Size | 40mm | 40mm
| Multiple | Multiple | Asphalt Aggregate Size | Asphalt_Aggregate_Size | 5mm | 5mm
| Multiple | Multiple | Asphalt Aggregate Size | Asphalt_Aggregate_Size | 7mm | 7mm
| Multiple | Multiple | Asphalt Aggregate Type | Asphalt_Aggregate_Type | RHYO | Rhyolite
| Multiple | Multiple | Asphalt Aggregate Type | Asphalt_Aggregate_Type | STFS | Steel furnace slag
| Multiple | Multiple | Asphalt Binder Class | Asphalt_Binder_Class | A10E | A10E
| Multiple | Multiple | Asphalt Binder Class | Asphalt_Binder_Class | A15E | A15E
| Multiple | Multiple | Asphalt Binder Class | Asphalt_Binder_Class | A35P | A35P
| Multiple | Multiple | Asphalt Binder Class | Asphalt_Binder_Class | AR1000/C320 | AR1000/C320
| Multiple | Multiple | Asphalt Binder Class | Asphalt_Binder_Class | AR320 | AR320
| Multiple | Multiple | Asphalt Binder Class | Asphalt_Binder_Class | AR450 | AR450
| Multiple | Multiple | Asphalt Binder Class | Asphalt_Binder_Class | C600 | C600
| Multiple | Multiple | Asphalt Binder Class | Asphalt_Binder_Class | EME2 | EME2
| Multiple | Multiple | Asphalt Binder Class | Asphalt_Binder_Class | M1000/320 | M1000/320
| Multiple | Multiple | Asphalt Binder Type | Asphalt_Binder_Type | CONV | Conventional
| Multiple | Multiple | Asphalt Binder Type | Asphalt_Binder_Type | CRRB | Crumbed rubber
| Multiple | Multiple | Asphalt Binder Type | Asphalt_Binder_Type | ELMC | Elastomeric
| Multiple | Multiple | Asphalt Binder Type | Asphalt_Binder_Type | MGRD | Multigrade
| Multiple | Multiple | Asphalt Binder Type | Asphalt_Binder_Type | PLAT | Plastomeric
| Multiple | Multiple | Asphalt Type | Asphalt_Type | CLMX | Cold mix
| Multiple | Multiple | Asphalt Type | Asphalt_Type | CRAC | Crumbed rubber AC
| Multiple | Multiple | Asphalt Type | Asphalt_Type | DNGR | Dense grade
| Multiple | Multiple | Asphalt Type | Asphalt_Type | FGGR | Fine gap graded
| Multiple | Multiple | Asphalt Type | Asphalt_Type | OPGP | Open grade
| Multiple | Multiple | Asphalt Type | Asphalt_Type | PROR | Proprietary
| Multiple | Multiple | Asphalt Type | Asphalt_Type | SNMA | Stone Mastic
| Multiple | Multiple | Bead Type | Bead_Type | NONE | None
| Multiple | Multiple | Bead Type | Bead_Type | R145 | R145
| Multiple | Multiple | Bead Type | Bead_Type | TYPE B | Type B
| Multiple | Multiple | Bead Type | Bead_Type | TYPE B + ASM | Type B + Anti Skid Material
| Multiple | Multiple | Cemented Granular Type | Cemented_Granular_Type | CEST | Cement stabilised
| Multiple | Multiple | Cemented Granular Type | Cemented_Granular_Type | LIIS | Lime stabilised
| Multiple | Multiple | Cemented Granular Type | Cemented_Granular_Type | LIME | Lime/ fly ash stabilised
| Multiple | Multiple | Cemented Granular Type | Cemented_Granular_Type | SSTB | Slag stabilised
| Multiple | Multiple | Cemented Granular Type | Cemented_Granular_Type | SLSB | Slag/ lime stabilised
| Multiple | Multiple | Colour | Colour_Pavement_Marking | BLCK | Black
| Multiple | Multiple | Colour | Colour_Pavement_Marking | WHIT | White
| Multiple | Multiple | Colour | Colour_Pavement_Marking | YLLW | Yellow
| Multiple | Multiple | Communication Method | Communication_Method | WRED | Wired
| Multiple | Multiple | Communication Method | Communication_Method | WLES | Wireless
| Multiple | Multiple | Communications Service Provider | Communications_Service_Provider | ASIM | Amaysim
| Multiple | Multiple | Communications Service Provider | Communications_Service_Provider | DODO | Dodo
| Multiple | Multiple | Communications Service Provider | Communications_Service_Provider | iiNet | iiNet
| Multiple | Multiple | Communications Service Provider | Communications_Service_Provider | NBN | NBN
| Multiple | Multiple | Communications Service Provider | Communications_Service_Provider | OPTS | Optus
| Multiple | Multiple | Communications Service Provider | Communications_Service_Provider | ORAG | Orange
| Multiple | Multiple | Communications Service Provider | Communications_Service_Provider | OT | OT
| Multiple | Multiple | Communications Service Provider | Communications_Service_Provider | TLST | Telstra
| Multiple | Multiple | Communications Service Provider | Communications_Service_Provider | TPG | TPG
| Multiple | Multiple | Communications Service Provider | Communications_Service_Provider | VRGN | Virgin
| Multiple | Multiple | Communications Service Provider | Communications_Service_Provider | VDFN | Vodafone
| Multiple | Multiple | Communications Services | Communications_Services | 3G | 3G
| Multiple | Multiple | Communications Services | Communications_Services | 4G | 4G
| Multiple | Multiple | Communications Services | Communications_Services | ADSL | ADSL
| Multiple | Multiple | Communications Services | Communications_Services | DLUP | Dialup
| Multiple | Multiple | Communications Services | Communications_Services | ISDC | ISDN
| Multiple | Multiple | Communications Services | Communications_Services | NextG | NextG
| Multiple | Multiple | Controller Model | Controller_Model | ATCS4 | ATCS4
| Multiple | Multiple | Controller Model | Controller_Model | DT3R | Delta 3r
| Multiple | Multiple | Controller Model | Controller_Model | ECLP | Eclipse
| Multiple | Multiple | Controller Model | Controller_Model | ICSC | LCS
| Multiple | Multiple | Controller Model | Controller_Model | PLC | PLC
| Multiple | Multiple | Controller Model | Controller_Model | PSC 2000 | PSC 2000
| Multiple | Multiple | Controller Model | Controller_Model | PTF 3 | PTF 3
| Multiple | Multiple | Controller Model | Controller_Model | QTC | QTC
| Multiple | Multiple | Electrical Supply Authority | Electrical_Supply_Authority | AGRD | AusGrid
| Multiple | Multiple | Electrical Supply Authority | Electrical_Supply_Authority | EDEG | Endeavour Energy
| Multiple | Multiple | Electrical Supply Authority | Electrical_Supply_Authority | ESSE | Essential Energy
| Multiple | Multiple | Electrical Supply Authority | Electrical_Supply_Authority | SDTL | Standalone
| Multiple | Multiple | Facing Trailing | Facing_Trailing | FCNG | Facing
| Multiple | Multiple | Facing Trailing | Facing_Trailing | TRLG | Trailing
| Multiple | Multiple | Modified Granular Type | Modified_Granular_Type | BTSB | Bitumen stabilised
| Multiple | Multiple | Modified Granular Type | Modified_Granular_Type | CLSM | Cement, lime, lime fly ash or slag modified
| Multiple | Multiple | Modified Granular Type | Modified_Granular_Type | CHEM | Chemically
| Multiple | Multiple | Multiple | Yes_or_No | NO | No
| Multiple | Multiple | Multiple | Yes_or_No | YES | Yes
| Multiple | Multiple | Multiple | Yes_or_No_or_NA | NO | No
| Multiple | Multiple | Multiple | Yes_or_No_or_NA | NA | Not Applicable
| Multiple | Multiple | Multiple | Yes_or_No_or_NA | YES | Yes
| Multiple | Multiple | Pavement Marking Paint | Pavement_Marking_Paint | ADHS | Adhesive
| Multiple | Multiple | Pavement Marking Paint | Pavement_Marking_Paint | CAPL | Cold Applied Plastic
| Multiple | Multiple | Pavement Marking Paint | Pavement_Marking_Paint | THPL | Thermoplastic
| Multiple | Multiple | Pavement Marking Paint | Pavement_Marking_Paint | WTBS | Waterbase
| Multiple | Multiple | Pavement Marking Paint | Pavement_Marking_Paint | WTBN | Waterborne-Double Coat
| Multiple | Multiple | Permanent or Temporary | Permanent_or_Temporary | PMNT | Permanent
| Multiple | Multiple | Permanent or Temporary | Permanent_or_Temporary | TEMP | Temporary
| Multiple | Multiple | Phase | Single_or_Three | 1 Phase | Single Phase
| Multiple | Multiple | Phase | Single_or_Three | 3 Phase | Three Phase
| WC-DRAN | Stormwater Drainage System | Pipe Installation | Pipe_Installation | ABGR | Above Ground
| WC-DRAN | Stormwater Drainage System | Pipe Installation | Pipe_Installation | UNGR | Underground
| Multiple | Multiple | Rail Direction | Rail_Direction | DOWN | Down
| Multiple | Multiple | Rail Direction | Rail_Direction | UP | Up
| Multiple | Multiple | Software Category | Software_Category | CMUN | Communications
| Multiple | Multiple | Software Category | Software_Category | CTSY | Control System
| Multiple | Multiple | Software Category | Software_Category | DTSR | Data Storage
| Multiple | Multiple | Software Category | Software_Category | HUMA | Human Machine Interface
| Multiple | Multiple | Software Category | Software_Category | IOT | Internet of Things (IoT)
| Multiple | Multiple | Software Category | Software_Category | MDSI | Modelling and Simulation
| Multiple | Multiple | Software Category | Software_Category | MULM | Multimedia
| Multiple | Multiple | Software Category | Software_Category | OFFA | Office Application
| Multiple | Multiple | Software Category | Software_Category | OPES | Operating System
| Multiple | Multiple | Software Category | Software_Category | SCADA | SCADA
| Multiple | Multiple | Terrain Type | Terrain_Type | F | FLAT
| Multiple | Multiple | Terrain Type | Terrain_Type | H | HILLY
| Multiple | Multiple | Terrain Type | Terrain_Type | R | Rolling
| Multiple | Multiple | Terrain Type | Terrain_Type | U | Urban
| Multiple | Multiple | Unbound Granular Type | Unbound_Granular_Type | CRRK | Crushed rock
| Multiple | Multiple | Unbound Granular Type | Unbound_Granular_Type | GNGA | Granular stabilised
| Multiple | Multiple | Unbound Granular Type | Unbound_Granular_Type | GRVL | Gravel
| Multiple | Multiple | Unbound Granular Type | Unbound_Granular_Type | SLAG | Soil aggregate
| Multiple | Multiple | Protective Coating | Protective_Coating | CRSA | Crystalline admixture
| Multiple | Multiple | Protective Coating | Protective_Coating | DNSF | Densifier
| Multiple | Multiple | Protective Coating | Protective_Coating | ELPT | Electroplating
| Multiple | Multiple | Protective Coating | Protective_Coating | EPCT | Epoxy coating
| Multiple | Multiple | Protective Coating | Protective_Coating | GLVN | Galvanised
| Multiple | Multiple | Protective Coating | Protective_Coating | PNTD | Painted
| Multiple | Multiple | Protective Coating | Protective_Coating | PMCM | Polymer-modified cementitious
| Multiple | Multiple | Protective Coating | Protective_Coating | THMS | Thermal Metal Spray
| Multiple | Multiple | Protective Coating | Protective_Coating | WTRP | Water repellent
| Multiple | Multiple | Protective Coating | Protective_Coating | ZNBC | Zinc based coating
| MW-RDEQ | Rail Detection Equipment | Traction Area Category | Traction_Area_Category | REGN | Regional
| MW-RDEQ | Rail Detection Equipment | Traction Area Category | Traction_Area_Category | INTC | Intercity
| MW-RDEQ | Rail Detection Equipment | Traction Area Category | Traction_Area_Category | MTRO | Metropolitan
| MW-SCAD | SCADA System | Primary Usage | Primary_Usage_SCADA | CMAM | Communication Monitoring and Management
| MW-SCAD | SCADA System | Primary Usage | Primary_Usage_SCADA | ELMT | Electrical Metering
| MW-SCAD | SCADA System | Primary Usage | Primary_Usage_SCADA | FLMT | Fuel Metering
| MW-SCAD | SCADA System | Primary Usage | Primary_Usage_SCADA | INSC | Instrumentation and Automation
| MW-XNGP | Level Crossing Protection | Boom Configuration | Boom_Configuration | PEDS | Pedestrian
| MW-XNGP | Level Crossing Protection | Boom Configuration | Boom_Configuration | ROAD | Road
| MW-XNGP | Level Crossing Protection | Boom Configuration | Boom_Configuration | RDPA | Road and Pedestrian
| NE-CABS | Cable System | Material | Material_Cable | ALUM | Aluminium
| NE-CABS | Cable System | Material | Material_Cable | COPR | Copper
| NE-CABS | Cable System | Material | Material_Cable | OPTF | Optical Fibre
| NE-CABS | Cable System | Material | Material_Cable | STEL | Steel
| NG-ATON | Aid to Navigation | Navigation Marker | Navigation_Marker | ISDA | Isolated Danger
| NG-ATON | Aid to Navigation | Navigation Marker | Navigation_Marker | LELG | Lead Light(LL)
| NG-ATON | Aid to Navigation | Navigation Marker | Navigation_Marker | LIHO | Light House
| NG-ATON | Aid to Navigation | Navigation Marker | Navigation_Marker | NCRD | North Cardinal
| NG-ATON | Aid to Navigation | Navigation Marker | Navigation_Marker | PORT | Port
| NG-ATON | Aid to Navigation | Navigation Marker | Navigation_Marker | SECT | Sector
| NG-ATON | Aid to Navigation | Navigation Marker | Navigation_Marker | SCRD | South Cardinal
| NG-ATON | Aid to Navigation | Navigation Marker | Navigation_Marker | SPMM | Special Mark
| NG-ATON | Aid to Navigation | Navigation Marker | Navigation_Marker | SBRD | Starboard
| NG-ATON | Aid to Navigation | Navigation Marker | Navigation_Marker | WCRD | West Cardinal
| NG-CTLM | Control Mark | Material | Material_Control_Mark | BBAR | Brass Bar
| NG-CTLM | Control Mark | Material | Material_Control_Mark | BTAC | Brass Tack In Lead Plug
| NG-CTLM | Control Mark | Material | Material_Control_Mark | BTRI | Brass Triangle
| NG-CTLM | Control Mark | Material | Material_Control_Mark | GIBS | Galv Iron/Black Steel Pipe
| NG-CTLM | Control Mark | Material | Material_Control_Mark | NAIL | Nail
| NG-CTLM | Control Mark | Material | Material_Control_Mark | PEGE | Peg
| NG-CTLM | Control Mark | Material | Material_Control_Mark | SSTP | Stainless Steel Pin
| NG-CTLM | Control Mark | Material | Material_Control_Mark | SPIC | Star Picket
| NG-CTLM | Control Mark | Material | Material_Control_Mark | TEPP | Temporary Plastic/Paper
| NG-MOOR | Mooring | Mooring Category | Mooring_Category | COMM | Commercial
| NG-MOOR | Mooring | Mooring Category | Mooring_Category | PRIV | Private
| NG-MOOR | Mooring | Mooring Category | Mooring_Category | PBLC | Public
| PK-PMKL | Longitudinal Pavement Marking | Longitudinal Pavement Marking Category | Longitudinal_Pavement_Marking_Category | ATLI | Audio-tactile lines
| PK-PMKL | Longitudinal Pavement Marking | Longitudinal Pavement Marking Category | Longitudinal_Pavement_Marking_Category | BPTH | Bike paths/shared paths
| PK-PMKL | Longitudinal Pavement Marking | Longitudinal Pavement Marking Category | Longitudinal_Pavement_Marking_Category | BULN | Bus lanes
| PK-PMKL | Longitudinal Pavement Marking | Longitudinal Pavement Marking Category | Longitudinal_Pavement_Marking_Category | DMLN | Dividing lines for multi-lane roads
| PK-PMKL | Longitudinal Pavement Marking | Longitudinal Pavement Marking Category | Longitudinal_Pavement_Marking_Category | GWAY | Give-way lines
| PK-PMKL | Longitudinal Pavement Marking | Longitudinal Pavement Marking Category | Longitudinal_Pavement_Marking_Category | LONL | Longitudinal lines
| PK-PMKL | Longitudinal Pavement Marking | Longitudinal Pavement Marking Category | Longitudinal_Pavement_Marking_Category | PAAA | Pavement arrows
| PK-PMKL | Longitudinal Pavement Marking | Longitudinal Pavement Marking Category | Longitudinal_Pavement_Marking_Category | PALA | Pavement letters and numerals
| PK-PMKL | Longitudinal Pavement Marking | Longitudinal Pavement Marking Category | Longitudinal_Pavement_Marking_Category | PCWL | Pedestrian cross-walk lines
| PK-PMKL | Longitudinal Pavement Marking | Longitudinal Pavement Marking Category | Longitudinal_Pavement_Marking_Category | STLN | Stop lines
| PK-PMKL | Longitudinal Pavement Marking | Longitudinal Pavement Marking Category | Longitudinal_Pavement_Marking_Category | TNLN | Turns lines
| PK-PMKL | Longitudinal Pavement Marking | Longitudinal Pavement Marking Category | Longitudinal_Pavement_Marking_Category | WDCT | Wide-centreline treatments
| NG-SIGN | Static Signage | Sign Size | Sign_Size | MOD | MOD
| NG-SIGN | Static Signage | Sign Size | Sign_Size | SIGN A | Sign A
| NG-SIGN | Static Signage | Sign Size | Sign_Size | SIGN B | Sign B
| NG-SIGN | Static Signage | Sign Size | Sign_Size | SIGN C | Sign C
| NG-SIGN | Static Signage | Static Signage Category | Static_Signage_Category | BULD | Build
| NG-SIGN | Static Signage | Static Signage Category | Static_Signage_Category | CSTM | Custom
| NG-SIGN | Static Signage | Static Signage Category | Static_Signage_Category | DRCT | Direction
| NG-SIGN | Static Signage | Static Signage Category | Static_Signage_Category | FRGD | Freeway Guide
| NG-SIGN | Static Signage | Static Signage Category | Static_Signage_Category | GUID | Guide
| NG-SIGN | Static Signage | Static Signage Category | Static_Signage_Category | HAZA | Hazard
| NG-SIGN | Static Signage | Static Signage Category | Static_Signage_Category | PRKG | Parking
| NG-SIGN | Static Signage | Static Signage Category | Static_Signage_Category | RGLT | Regulatory
| NG-SIGN | Static Signage | Static Signage Category | Static_Signage_Category | RUMK | Route Marker
| NG-SIGN | Static Signage | Static Signage Category | Static_Signage_Category | SCZN | School Zone
| NG-SIGN | Static Signage | Static Signage Category | Static_Signage_Category | WRNG | Warning
| NG-SIGN | Static Signage | Support Structure Type | Support_Structure_Type | HRMS | High Risk Major Support
| NG-SIGN | Static Signage | Support Structure Type | Support_Structure_Type | MSSU | Minor Standard Support
| NR-TLLS | Tolling System | Automated Vehicle Identification | Automated_Vehicle_Identification | ANPR | Automatic number plate recognition
| NR-TLLS | Tolling System | Automated Vehicle Identification | Automated_Vehicle_Identification | RFID | Radio Frequency Identification system
| NR-TLLS | Tolling System | Tolling Method | Tolling_Method | FXED | Fixed
| NR-TLLS | Tolling System | Tolling Method | Tolling_Method | VHCB | Vehicle class-based
| OC-CSEQ | Control System Equipment (Corridor) | Controller Function | Controller_Function | MSTR | Master
| OC-CSEQ | Control System Equipment (Corridor) | Controller Function | Controller_Function | NA | Not Applicable
| OC-CSEQ | Control System Equipment (Corridor) | Controller Function | Controller_Function | SLAV | Slave
| OC-CSEQ | Control System Equipment (Corridor) | Operational Technology Use | Operational_Technology_Use | ATP | ATP
| OC-CSEQ | Control System Equipment (Corridor) | Operational Technology Use | Operational_Technology_Use | ETCS | ETCS
| OC-CSEQ | Control System Equipment (Corridor) | Operational Technology Use | Operational_Technology_Use | ITS | ITS
| OC-RELY | Relay | Primary Function | Primary_Function_Relay | ECPR | Electrical Current Protection/Isolation
| OC-RELY | Relay | Primary Function | Primary_Function_Relay | AUAC | Automation and Control
| OC-RELY | Relay | Primary Function | Primary_Function_Relay | SGAM | Signal Amplification
| OF-CINT | Car Interior (Compartments) | Usage | Usage | CREW | Crew
| OF-CINT | Car Interior (Compartments) | Usage | Usage | EQUP | Equipment/Plant
| OF-CINT | Car Interior (Compartments) | Usage | Usage | PSNG | Passenger
| OF-CINT | Car Interior (Compartments) | Usage | Usage | STRG | Storage
| OF-EGSS | Energy Supply System (Fleet) | Battery Category | Battery_Category | LEDA | Lead-acid
| OF-EGSS | Energy Supply System (Fleet) | Battery Category | Battery_Category | LIUI | Lithium-ion
| OF-EGSS | Energy Supply System (Fleet) | Battery Category | Battery_Category | NCBA | Nickel Cobalt Aluminium
| OF-EGSS | Energy Supply System (Fleet) | Battery Category | Battery_Category | NMGC | Nickel Manganese Cobalt
| OF-FLBY | Fleet Body (Structure) | Chassis Material | Chassis_Material | ALUM | Aluminium
| OF-FLBY | Fleet Body (Structure) | Chassis Material | Chassis_Material | STEL | Steel
| OF-PRPS-ENGS | Propulsion System (Fleet) | Engine Fuel Type | Engine_Fuel_Type | DESL | Diesel
| OF-PRPS-ENGS | Propulsion System (Fleet) | Engine Fuel Type | Engine_Fuel_Type | PETO | Petrol
| PO-BATT | Battery | Battery Cell | Battery_Cell | ALIN | Aluminium-ion
| PO-BATT | Battery | Battery Cell | Battery_Cell | FLOW | Flow
| PO-BATT | Battery | Battery Cell | Battery_Cell | LEDA | Lead-acid
| PO-BATT | Battery | Battery Cell | Battery_Cell | LIUI | Lithium-ion
| PO-BATT | Battery | Battery Cell | Battery_Cell | MION | Magnesium-ion
| PO-BATT | Battery | Battery Cell | Battery_Cell | MAEC | Metal-air electrochemical
| PO-BATT | Battery | Battery Cell | Battery_Cell | NCAD | Nickel-cadmium
| PO-BATT | Battery | Battery Cell | Battery_Cell | SNIC | Sodium Nickel Chloride
| PO-DBRD | Distribution Board | Distribution Board Function | Distribution_Board_Function | LODB | Local Distribution board
| PO-DBRD | Distribution Board | Distribution Board Function | Distribution_Board_Function | MSWB | Main Switchboard
| PO-ELEN | Enclosure | Indoor or Outdoor | Indoor_or_Outdoor | INDO | Indoor
| PO-ELEN | Enclosure | Indoor or Outdoor | Indoor_or_Outdoor | OUTO | Outdoor
| PO-POSS | Power Supply System | Power Supply Source | Power_Supply_Source | OFGN | Off Grid - Non Renewable
| PO-POSS | Power Supply System | Power Supply Source | Power_Supply_Source | OFGR | Off Grid - Renewable
| PO-POSS | Power Supply System | Power Supply Source | Power_Supply_Source | ONGN | On Grid - Non Renewable
| PO-POSS | Power Supply System | Power Supply Source | Power_Supply_Source | ONGR | On Grid - Renewable
| PV-LPWS | Wearing Surface | Cutter Type | Cutter_Type | IERC | Kerosene
| PV-LPWS | Wearing Surface | Cutter Type | Cutter_Type | TRPT | Turpentine
| PV-PLBS | Base | Concrete Base Pavement Type | Concrete_Base_Pavement_Type | CRCP | Continuously reinforced concrete
| PV-PLBS | Base | Concrete Base Pavement Type | Concrete_Base_Pavement_Type | PCP | Jointed plain concrete
| PV-PLBS | Base | Concrete Base Pavement Type | Concrete_Base_Pavement_Type | JRCP | Jointed reinforced concrete pavement
| PV-PLBS | Base | Concrete Base Pavement Type | Concrete_Base_Pavement_Type | SFCP | Jointed steel fibre concrete pavement
| PV-PLSB | Sub Base | Concrete Type | Concrete_Type | IEAC | Lean mix concrete
| PV-PLSB | Sub Base | Concrete Type | Concrete_Type | NOFN | No fines
| PV-PLWS | Wearing Surface | Asphalt Special Function | Asphalt_Special_Function | CLSR | Coloured surface
| PV-PLWS | Wearing Surface | Asphalt Special Function | Asphalt_Special_Function | HHHE | High fatigue
| PV-PLWS | Wearing Surface | Asphalt Special Function | Asphalt_Special_Function | HHHO | High friction
| PV-PLWS | Wearing Surface | Asphalt Special Function | Asphalt_Special_Function | LONW | Low noise
| PV-PLWS | Wearing Surface | Asphalt Special Function | Asphalt_Special_Function | WTSP | Water spray
| PV-PLWS | Wearing Surface | Concrete Surface Finish | Concrete_Surface_Finish | BROM | Broomed
| PV-PLWS | Wearing Surface | Concrete Surface Finish | Concrete_Surface_Finish | DMGN | Diamond grinding
| PV-PLWS | Wearing Surface | Concrete Surface Finish | Concrete_Surface_Finish | EXAG | Exposed aggregate
| PV-PLWS | Wearing Surface | Concrete Surface Finish | Concrete_Surface_Finish | HSHG | Hessian drag
| PV-PLWS | Wearing Surface | Concrete Surface Finish | Concrete_Surface_Finish | HESS | Hessian drag and tined
| PV-PLWS | Wearing Surface | Concrete Surface Finish | Concrete_Surface_Finish | LONT | Longitudinal tined
| PV-PLWS | Wearing Surface | Concrete Surface Finish | Concrete_Surface_Finish | STMP | Stamped
| PV-PLWS | Wearing Surface | Concrete Surface Finish | Concrete_Surface_Finish | STEN | Stencilled
| PV-PLWS | Wearing Surface | Concrete Surface Finish | Concrete_Surface_Finish | TRTN | Transverse Tined
| PV-PLWS | Wearing Surface | Concrete Surface Finish | Concrete_Surface_Finish | WFLT | Wood float
| PV-PLWS | Wearing Surface | Spray Seal Aggregate Size | Spray_Seal_Aggregate_Size | 10/5 mm | 10/5 mm
| PV-PLWS | Wearing Surface | Spray Seal Aggregate Size | Spray_Seal_Aggregate_Size | 10mm | 10mm
| PV-PLWS | Wearing Surface | Spray Seal Aggregate Size | Spray_Seal_Aggregate_Size | 14/7mm | 14/7mm
| PV-PLWS | Wearing Surface | Spray Seal Aggregate Size | Spray_Seal_Aggregate_Size | 14mm | 14mm
| PV-PLWS | Wearing Surface | Spray Seal Aggregate Size | Spray_Seal_Aggregate_Size | 20/10mm | 20/10mm
| PV-PLWS | Wearing Surface | Spray Seal Aggregate Size | Spray_Seal_Aggregate_Size | 20mm | 20mm
| PV-PLWS | Wearing Surface | Spray Seal Aggregate Size | Spray_Seal_Aggregate_Size | 5mm | 5mm
| PV-PLWS | Wearing Surface | Spray Seal Aggregate Size | Spray_Seal_Aggregate_Size | 7mm | 7mm
| PV-PLWS | Wearing Surface | Spray Seal Aggregate Size | Spray_Seal_Aggregate_Size | BNDR | Binder only
| PV-PLWS | Wearing Surface | Spray Seal Aggregate Type | Spray_Seal_Aggregate_Type | BSLT | Basalt
| PV-PLWS | Wearing Surface | Spray Seal Aggregate Type | Spray_Seal_Aggregate_Type | CRRK | Crushed rock
| PV-PLWS | Wearing Surface | Spray Seal Aggregate Type | Spray_Seal_Aggregate_Type | RHHT | Rhyodacite
| PV-PLWS | Wearing Surface | Spray Seal Aggregate Type | Spray_Seal_Aggregate_Type | RIIE | River gravel
| PV-PLWS | Wearing Surface | Spray Seal Aggregate Type | Spray_Seal_Aggregate_Type | STFS | Steel furnace slag
| PV-PLWS | Wearing Surface | Spray Seal Binder Class | Spray_Seal_Binder_Class | AR320 | AR320
| PV-PLWS | Wearing Surface | Spray Seal Binder Class | Spray_Seal_Binder_Class | AR450 | AR450
| PV-PLWS | Wearing Surface | Spray Seal Binder Class | Spray_Seal_Binder_Class | ASS 170-60 | ASS 170-60
| PV-PLWS | Wearing Surface | Spray Seal Binder Class | Spray_Seal_Binder_Class | C170 | C170
| PV-PLWS | Wearing Surface | Spray Seal Binder Class | Spray_Seal_Binder_Class | C240 | C240
| PV-PLWS | Wearing Surface | Spray Seal Binder Class | Spray_Seal_Binder_Class | C320 | C320
| PV-PLWS | Wearing Surface | Spray Seal Binder Class | Spray_Seal_Binder_Class | C600/170 multigrade | C600/170 multigrade
| PV-PLWS | Wearing Surface | Spray Seal Binder Class | Spray_Seal_Binder_Class | CRS 170-60 | CRS 170-60
| PV-PLWS | Wearing Surface | Spray Seal Binder Class | Spray_Seal_Binder_Class | CRS 170-67P | CRS 170-67P
| PV-PLWS | Wearing Surface | Spray Seal Binder Class | Spray_Seal_Binder_Class | CSS 170-60 | CSS 170-60
| PV-PLWS | Wearing Surface | Spray Seal Binder Class | Spray_Seal_Binder_Class | CSS 170-67 | CSS 170-67
| PV-PLWS | Wearing Surface | Spray Seal Binder Class | Spray_Seal_Binder_Class | EME2 | EME2
| PV-PLWS | Wearing Surface | Spray Seal Binder Class | Spray_Seal_Binder_Class | M1000 | M1000
| PV-PLWS | Wearing Surface | Spray Seal Binder Class | Spray_Seal_Binder_Class | M500 | M500
| PV-PLWS | Wearing Surface | Spray Seal Binder Class | Spray_Seal_Binder_Class | S15E | S15E
| PV-PLWS | Wearing Surface | Spray Seal Binder Class | Spray_Seal_Binder_Class | S20E | S20E
| PV-PLWS | Wearing Surface | Spray Seal Binder Class | Spray_Seal_Binder_Class | S25E | S25E
| PV-PLWS | Wearing Surface | Spray Seal Binder Class | Spray_Seal_Binder_Class | S35E | S35E
| PV-PLWS | Wearing Surface | Spray Seal Binder Class | Spray_Seal_Binder_Class | S45R | S45R
| PV-PLWS | Wearing Surface | Spray Seal Binder Class | Spray_Seal_Binder_Class | S50R | S50R
| PV-PLWS | Wearing Surface | Spray Seal Binder Class | Spray_Seal_Binder_Class | S55R | S55R
| PV-PLWS | Wearing Surface | Spray Seal Binder Type | Spray_Seal_Binder_Type | BTEM | Bitumen emulsion
| PV-PLWS | Wearing Surface | Spray Seal Binder Type | Spray_Seal_Binder_Type | CONV | Conventional
| PV-PLWS | Wearing Surface | Spray Seal Binder Type | Spray_Seal_Binder_Type | CRRB | Crumbed rubber
| PV-PLWS | Wearing Surface | Spray Seal Binder Type | Spray_Seal_Binder_Type | ELMC | Elastomeric
| PV-PLWS | Wearing Surface | Spray Seal Binder Type | Spray_Seal_Binder_Type | MGRD | Multigrade
| PV-PLWS | Wearing Surface | Spray Seal Category | Spray_Seal_Category | CPSE | Cape seals
| PV-PLWS | Wearing Surface | Spray Seal Category | Spray_Seal_Category | ERCH | Enrichment
| PV-PLWS | Wearing Surface | Spray Seal Category | Spray_Seal_Category | FBRF | Fibre reinforced
| PV-PLWS | Wearing Surface | Spray Seal Category | Spray_Seal_Category | GEOT | Geotextile
| PV-PLWS | Wearing Surface | Spray Seal Category | Spray_Seal_Category | INLS | Initial seal
| PV-PLWS | Wearing Surface | Spray Seal Category | Spray_Seal_Category | MSUR | Microsurfacing
| PV-PLWS | Wearing Surface | Spray Seal Category | Spray_Seal_Category | PRIE | Prime
| PV-PLWS | Wearing Surface | Spray Seal Category | Spray_Seal_Category | PRSR | Primer seal
| PV-PLWS | Wearing Surface | Spray Seal Category | Spray_Seal_Category | REEO | Rejuvenation
| PV-PLWS | Wearing Surface | Spray Seal Category | Spray_Seal_Category | SERS | Seal/ reseal
| PV-PLWS | Wearing Surface | Spray Seal Category | Spray_Seal_Category | SLSE | Slurry seal
| PV-PLWS | Wearing Surface | Spray Seal Special Function | Spray_Seal_Special_Function | HHHE | High fatigue
| PV-PLWS | Wearing Surface | Spray Seal Special Function | Spray_Seal_Special_Function | HHHO | High friction
| PV-PLWS | Wearing Surface | Spray Seal Type | Spray_Seal_Type | BNDR | Binder only
| PV-PLWS | Wearing Surface | Spray Seal Type | Spray_Seal_Type | DBLB | Double/ double
| PV-PLWS | Wearing Surface | Spray Seal Type | Spray_Seal_Type | SGSC | Single with scatter
| PV-PLWS | Wearing Surface | Spray Seal Type | Spray_Seal_Type | SGNL | Single/single
| PV-PVMT | Pavement | Climate Zone | Climate_Zone | Zone 1 | Zone 1
| PV-PVMT | Pavement | Climate Zone | Climate_Zone | Zone 2 | Zone 2
| PV-PVMT | Pavement | Climate Zone | Climate_Zone | Zone 3 | Zone 3
| PV-PVMT | Pavement | Climate Zone | Climate_Zone | Zone 4 | Zone 4
| PV-PVMT | Pavement | Climate Zone | Climate_Zone | Zone 5 | Zone 5
| PV-PVMT | Pavement | Climate Zone | Climate_Zone | Zone 6 | Zone 6
| PV-PVMT | Pavement | Climate Zone | Climate_Zone | Zone 7 | Zone 7
| PV-PVMT | Pavement | Climate Zone | Climate_Zone | Zone 8 | Zone 8
| PV-PVMT | Pavement | Segment Type | Segment_Type | ATYP | A Typical
| PV-PVMT | Pavement | Segment Type | Segment_Type | TYP | Typical
| PV-PVMT | Pavement | Segment Type | Segment_Type | UNIF | Uniform
| PV-PVMT | Pavement | Subnetwork Rank | Subnetwork_Rank | 1 | 1
| PV-PVMT | Pavement | Subnetwork Rank | Subnetwork_Rank | 2 | 2
| PV-PVMT | Pavement | Subnetwork Rank | Subnetwork_Rank | 3 | 3
| PV-PVMT | Pavement | Subnetwork Rank | Subnetwork_Rank | 4 | 4
| PV-PVMT | Pavement | Subnetwork Rank | Subnetwork_Rank | 5 | 5
| PV-PVMT | Pavement | Subnetwork Rank | Subnetwork_Rank | 6 | 6
| RO-CWAY | Link Carriageway | Maximum Mass Regime Allowed | Maximum_Mass_Regime_Allowed | CML | Concessional Mass Limit
| RO-CWAY | Link Carriageway | Maximum Mass Regime Allowed | Maximum_Mass_Regime_Allowed | HML | Higher Mass Limit
| RO-CWAY | Link Carriageway | Maximum Mass Regime Allowed | Maximum_Mass_Regime_Allowed | QML | Quad-axle Mass exception Limit
| RO-CWAY | Link Carriageway | Performance Based Standard | Performance_Based_Standard | PBS1 | PBS network 1
| RO-CWAY | Link Carriageway | Performance Based Standard | Performance_Based_Standard | PBS2 | PBS network 2
| RO-CWAY | Link Carriageway | Performance Based Standard | Performance_Based_Standard | PBS3 | PBS network 3
| RO-CWAY | Link Carriageway | Performance Based Standard | Performance_Based_Standard | PBS4 | PBS network 4
| RO-CWAY | Link Carriageway | Populated Area Type | Populated_Area_Type | REMO | Remote
| RO-CWAY | Link Carriageway | Populated Area Type | Populated_Area_Type | RURL | Rural
| RO-CWAY | Link Carriageway | Populated Area Type | Populated_Area_Type | SERU | Semi Rural
| RO-CWAY | Link Carriageway | Populated Area Type | Populated_Area_Type | SEUR | Semi urban
| RO-CWAY | Link Carriageway | Populated Area Type | Populated_Area_Type | URBN | Urban
| RO-CWAY | Link Carriageway | Road Suffix | Road_Suffix | AV | Avenue
| RO-CWAY | Link Carriageway | Road Suffix | Road_Suffix | HW | Highway
| RO-CWAY | Link Carriageway | Road Suffix | Road_Suffix | RD | Road
| RO-CWAY | Link Carriageway | Road Suffix | Road_Suffix | ST | Street
| RO-INTR | Intersection | Design | Design_Intersection | PEDC | Pedestrian Crossing
| RO-INTR | Intersection | Design | Design_Intersection | RDAB | Roundabout
| RO-INTR | Intersection | Design | Design_Intersection | SGND | Signalised
| RO-INTR | Intersection | Design | Design_Intersection | UNSG | Unsignalised
| RO-KERB | Kerb | Design | Design_Kerb | TYPE F | Barrier Kerb F
| RO-KERB | Kerb | Design | Design_Kerb | TYPE SA | Barrier Kerb SA
| RO-KERB | Kerb | Design | Design_Kerb | TYPE SM | Barrier Kerb at traffic island
| RO-KERB | Kerb | Design | Design_Kerb | TYPE SL | Barrier Kerb at traffic island with lip
| RO-KERB | Kerb | Design | Design_Kerb | Type SK | Channel Kerb
| RO-KERB | Kerb | Design | Design_Kerb | TYPE SO | Dished Crossing - Deep
| RO-KERB | Kerb | Design | Design_Kerb | TYPE SB | Dished Crossing
| RO-KERB | Kerb | Design | Design_Kerb | TYPE RT | Mountable Kerb RT
| RO-KERB | Kerb | Design | Design_Kerb | TYPE SF | Mountable Kerb SF
| RO-KERB | Kerb | Design | Design_Kerb | TYPE SE | Mountable Kerb with lip SE
| RO-KERB | Kerb | Design | Design_Kerb | TYPE SFM | Mountable Kerb with mowing strip (Type SFM)
| RO-KERB | Kerb | Material | Material_Kerb | CONC | Concrete
| RO-KERB | Kerb | Material | Material_Kerb | STNE | Stone
| RO-LANE | Lane | Primary Usage | Primary_Usage_Lane | ADTL | Adjacent a truck lane
| RO-LANE | Lane | Primary Usage | Primary_Usage_Lane | AUX | Auxiliary
| RO-LANE | Lane | Primary Usage | Primary_Usage_Lane | BSVH | Bus Vehicle
| RO-LANE | Lane | Primary Usage | Primary_Usage_Lane | CYCL | Cycle
| RO-LANE | Lane | Primary Usage | Primary_Usage_Lane | LETN | Left turn
| RO-LANE | Lane | Primary Usage | Primary_Usage_Lane | MECO | Median crossover
| RO-LANE | Lane | Primary Usage | Primary_Usage_Lane | PRKF | Parking 45 degrees
| RO-LANE | Lane | Primary Usage | Primary_Usage_Lane | PRKP | Parking parallel
| RO-LANE | Lane | Primary Usage | Primary_Usage_Lane | RGTN | Right turn
| RO-LANE | Lane | Primary Usage | Primary_Usage_Lane | THRG | Through
| RO-LANE | Lane | Primary Usage | Primary_Usage_Lane | TW | Transitway
| RO-LANE | Lane | Primary Usage | Primary_Usage_Lane | TRLN | Truck lane
| RO-LANE | Lane | Primary Usage | Primary_Usage_Lane | WEAV | Weaving
| RO-LANE | Lane | Secondary Usage | Secondary_Usage_Lane | ADTL | Adjacent a truck lane
| RO-LANE | Lane | Secondary Usage | Secondary_Usage_Lane | BSVH | Bus Vehicle
| RO-LANE | Lane | Secondary Usage | Secondary_Usage_Lane | CWAY | Clearway
| RO-LANE | Lane | Secondary Usage | Secondary_Usage_Lane | CLT1 | Counter Left Turn 1
| RO-LANE | Lane | Secondary Usage | Secondary_Usage_Lane | CLT2 | Counter Left Turn 2
| RO-LANE | Lane | Secondary Usage | Secondary_Usage_Lane | CLT3 | Counter Left Turn 3
| RO-LANE | Lane | Secondary Usage | Secondary_Usage_Lane | CLT4 | Counter Left Turn 4
| RO-LANE | Lane | Secondary Usage | Secondary_Usage_Lane | CRT1 | Counter Right Turn 1
| RO-LANE | Lane | Secondary Usage | Secondary_Usage_Lane | CRT2 | Counter Right Turn 2
| RO-LANE | Lane | Secondary Usage | Secondary_Usage_Lane | CRT3 | Counter Right Turn 3
| RO-LANE | Lane | Secondary Usage | Secondary_Usage_Lane | CRT4 | Counter Right Turn 4
| RO-LANE | Lane | Secondary Usage | Secondary_Usage_Lane | CTH1 | Counter through 1
| RO-LANE | Lane | Secondary Usage | Secondary_Usage_Lane | CTH2 | Counter through 2
| RO-LANE | Lane | Secondary Usage | Secondary_Usage_Lane | CTH3 | Counter through 3
| RO-LANE | Lane | Secondary Usage | Secondary_Usage_Lane | CTH4 | Counter through 4
| RO-LANE | Lane | Secondary Usage | Secondary_Usage_Lane | CTH5 | Counter through 5
| RO-LANE | Lane | Secondary Usage | Secondary_Usage_Lane | CTH6 | Counter through 6
| RO-LANE | Lane | Secondary Usage | Secondary_Usage_Lane | CYCL | Cycle
| RO-LANE | Lane | Secondary Usage | Secondary_Usage_Lane | LETN | Left turn
| RO-LANE | Lane | Secondary Usage | Secondary_Usage_Lane | MGTN | Merge lane
| RO-LANE | Lane | Secondary Usage | Secondary_Usage_Lane | OVET | Overtaking
| RO-LANE | Lane | Secondary Usage | Secondary_Usage_Lane | PSSG | Passing
| RO-LANE | Lane | Secondary Usage | Secondary_Usage_Lane | PLT1 | Prescribed left turn 1
| RO-LANE | Lane | Secondary Usage | Secondary_Usage_Lane | PLT2 | Prescribed left turn 2
| RO-LANE | Lane | Secondary Usage | Secondary_Usage_Lane | PLT3 | Prescribed left turn 3
| RO-LANE | Lane | Secondary Usage | Secondary_Usage_Lane | PLT4 | Prescribed left turn 4
| RO-LANE | Lane | Secondary Usage | Secondary_Usage_Lane | PRT1 | Prescribed right turn 1
| RO-LANE | Lane | Secondary Usage | Secondary_Usage_Lane | PRT2 | Prescribed right turn 2
| RO-LANE | Lane | Secondary Usage | Secondary_Usage_Lane | PRT3 | Prescribed right turn 3
| RO-LANE | Lane | Secondary Usage | Secondary_Usage_Lane | PRT4 | Prescribed right turn 4
| RO-LANE | Lane | Secondary Usage | Secondary_Usage_Lane | PTH1 | Prescribed through 1
| RO-LANE | Lane | Secondary Usage | Secondary_Usage_Lane | PTH2 | Prescribed through 2
| RO-LANE | Lane | Secondary Usage | Secondary_Usage_Lane | PTH3 | Prescribed through 3
| RO-LANE | Lane | Secondary Usage | Secondary_Usage_Lane | PTH4 | Prescribed through 4
| RO-LANE | Lane | Secondary Usage | Secondary_Usage_Lane | PTH5 | Prescribed through 5
| RO-LANE | Lane | Secondary Usage | Secondary_Usage_Lane | PTH6 | Prescribed through 6
| RO-LANE | Lane | Secondary Usage | Secondary_Usage_Lane | RGTN | Right turn
| RO-LANE | Lane | Secondary Usage | Secondary_Usage_Lane | STNL | Shared turn lane
| RO-LANE | Lane | Secondary Usage | Secondary_Usage_Lane | TLT2 | Transit Lane T2
| RO-LANE | Lane | Secondary Usage | Secondary_Usage_Lane | TLT3 | Transit Lane T3
| RO-LANE | Lane | Secondary Usage | Secondary_Usage_Lane | TW | Transitway
| RO-LANE | Lane | Secondary Usage | Secondary_Usage_Lane | TRLN | Truck lane
| RO-PWAY | Pathway | Material | Material_Pathway | ASPH | Asphalt
| RO-PWAY | Pathway | Material | Material_Pathway | BITU | Bituminous
| RO-PWAY | Pathway | Material | Material_Pathway | CONC | Concrete
| RO-PWAY | Pathway | Material | Material_Pathway | GRAS | Grass
| RO-PWAY | Pathway | Material | Material_Pathway | GRVL | Gravel
| RO-SRMP | Safety Ramp | Ramp Bed Material | Ramp_Bed_Material | COMP | Composite
| RO-SRMP | Safety Ramp | Ramp Bed Material | Ramp_Bed_Material | GRVL | Gravel
| RO-SRMP | Safety Ramp | Ramp Bed Material | Ramp_Bed_Material | SAND | Sand
| RO-SRMP | Safety Ramp | Safety Ramp Surface | Safety_Ramp_Surface | ASPH | Asphalt
| RO-SRMP | Safety Ramp | Safety Ramp Surface | Safety_Ramp_Surface | CECN | Cement Concrete
| RO-SRMP | Safety Ramp | Safety Ramp Surface | Safety_Ramp_Surface | SPSA | Spray seal
| RO-SRMP | Safety Ramp | Safety Ramp Surface | Safety_Ramp_Surface | UNSE | Unsealed
| RS-DAMS | Dams | Material | Material_Dam | CONC | Concrete
| RS-DAMS | Dams | Material | Material_Dam | METL | Metal
| RS-DAMS | Dams | Material | Material_Dam | NATU | Natural
| RS-DAMS | Dams | Material | Material_Dam | PLST | Plastic
| RS-DAMS | Dams | Material | Material_Dam | STNE | Stone
| RS-DOLP | Dolphin Structure | Material | Material_Dolphin_Structure | CONC | Concrete
| RS-DOLP | Dolphin Structure | Material | Material_Dolphin_Structure | STEL | Steel
| RS-DOLP | Dolphin Structure | Material | Material_Dolphin_Structure | TMBR | Timber
| RS-RTWS | Retaining Wall Systems | Anchoring System | Anchoring_System | DEMN | Deadman
| RS-RTWS | Retaining Wall Systems | Anchoring System | Anchoring_System | GGRF | Geogrid Reinforcement
| RS-RTWS | Retaining Wall Systems | Anchoring System | Anchoring_System | HELI | Helical
| RS-RTWS | Retaining Wall Systems | Anchoring System | Anchoring_System | MPLE | Micro pile
| RS-RTWS | Retaining Wall Systems | Anchoring System | Anchoring_System | ROBT | Rock Bolts
| RS-RTWS | Retaining Wall Systems | Anchoring System | Anchoring_System | SLNL | Soil nailing
| RS-RTWS | Retaining Wall Systems | Anchoring System | Anchoring_System | TBCK | Tiebacks
| RS-RTWS | Retaining Wall Systems | Drainage Mechanism | Drainage_Mechanism | PORU | Porous
| RS-RTWS | Retaining Wall Systems | Drainage Mechanism | Drainage_Mechanism | SUBS | Subsoil
| RS-RTWS | Retaining Wall Systems | Drainage Mechanism | Drainage_Mechanism | WHOL | Weep Hole
| RS-RTWS | Retaining Wall Systems | Features Above Wall | Features_Above_Wall | BANK | Bank
| RS-RTWS | Retaining Wall Systems | Features Above Wall | Features_Above_Wall | DWAY | Driveway
| RS-RTWS | Retaining Wall Systems | Features Above Wall | Features_Above_Wall | GOVE | Government owned property
| RS-RTWS | Retaining Wall Systems | Features Above Wall | Features_Above_Wall | OPSP | Open space
| RS-RTWS | Retaining Wall Systems | Features Above Wall | Features_Above_Wall | PATH | Path
| RS-RTWS | Retaining Wall Systems | Features Above Wall | Features_Above_Wall | PRVP | Private property
| RS-RTWS | Retaining Wall Systems | Features Above Wall | Features_Above_Wall | RDWY | Roadway
| RS-RTWS | Retaining Wall Systems | Features Above Wall | Features_Above_Wall | STRU | Structure
| RS-RTWS | Retaining Wall Systems | Features Below Wall | Features_Below_Wall | BANK | Bank
| RS-RTWS | Retaining Wall Systems | Features Below Wall | Features_Below_Wall | DWAY | Driveway
| RS-RTWS | Retaining Wall Systems | Features Below Wall | Features_Below_Wall | GOVE | Government owned property
| RS-RTWS | Retaining Wall Systems | Features Below Wall | Features_Below_Wall | OPSP | Open space
| RS-RTWS | Retaining Wall Systems | Features Below Wall | Features_Below_Wall | PATH | Path
| RS-RTWS | Retaining Wall Systems | Features Below Wall | Features_Below_Wall | PRVP | Private property
| RS-RTWS | Retaining Wall Systems | Features Below Wall | Features_Below_Wall | RDWY | Roadway
| RS-RTWS | Retaining Wall Systems | Features Below Wall | Features_Below_Wall | SEA | Sea
| RS-RTWS | Retaining Wall Systems | Features Below Wall | Features_Below_Wall | STRU | Structure
| RS-RTWS | Retaining Wall Systems | Features Below Wall | Features_Below_Wall | WWAY | Waterway
| RS-RTWS | Retaining Wall Systems | Material | Material_Retaining_Wall | BWRK | Block work
| RS-RTWS | Retaining Wall Systems | Material | Material_Retaining_Wall | BLDR | Boulders
| RS-RTWS | Retaining Wall Systems | Material | Material_Retaining_Wall | BRCK | Brick
| RS-RTWS | Retaining Wall Systems | Material | Material_Retaining_Wall | CONC | Concrete
| RS-RTWS | Retaining Wall Systems | Material | Material_Retaining_Wall | ERTH | Earth
| RS-RTWS | Retaining Wall Systems | Material | Material_Retaining_Wall | TMBR | Timber
| RS-RTWS | Retaining Wall Systems | Construction | Construction_Retaining_Wall | ANCD | Anchored
| RS-RTWS | Retaining Wall Systems | Construction | Construction_Retaining_Wall | BDPI | Bored Pile
| RS-RTWS | Retaining Wall Systems | Construction | Construction_Retaining_Wall | CTLV | Cantilever
| RS-RTWS | Retaining Wall Systems | Construction | Construction_Retaining_Wall | GRAV | Gravity
| RS-RTWS | Retaining Wall Systems | Construction | Construction_Retaining_Wall | MSTB | Mechanical Stabilisation
| RS-RTWS | Retaining Wall Systems | Construction | Construction_Retaining_Wall | SHPL | Sheet Pile
| RS-RTWS | Retaining Wall Systems | Construction | Construction_Retaining_Wall | SLNL | Soil nailing
| SO-SFPL | Software Platform | Architecture ID | Architecture_ID | LAKH | Lakehouse
| SO-SFPL | Software Platform | Architecture ID | Architecture_ID | WARH | Warehouse
| SO-SFPL | Software Platform | Architecture ID | Architecture_ID | DATL | Data Lake
| SO-SFPL | Software Platform | Platform Host Type | Platform_Host_Type | CLOD | Cloud
| SO-SFPL | Software Platform | Platform Host Type | Platform_Host_Type | HYBD | Hybrid
| SO-SFPL | Software Platform | Platform Host Type | Platform_Host_Type | OPRM | On-Premise
| SO-SFPL | Software Platform | Platform Storage Type | Platform_Storage_Type | FILE | File Storage
| SO-SFPL | Software Platform | Platform Storage Type | Platform_Storage_Type | OBJT | Object
| SR-CSRS | Corridor Services Route System | Material | Material_Corridor_Services | CONC | Concrete
| SR-CSRS | Corridor Services Route System | Material | Material_Corridor_Services | GRP | Glass Reinforced Plastic
| SR-CSRS | Corridor Services Route System | Material | Material_Corridor_Services | HDPE | High-Density Polyethylene
| SR-CSRS | Corridor Services Route System | Material | Material_Corridor_Services | MDPE | Medium-Density Polyethylene
| SR-CSRS | Corridor Services Route System | Material | Material_Corridor_Services | STEL | Steel
| SR-CTRS | Cable Trays & Support System | Design | Design_Cable_Trays_&_Support | BSKT | Basket
| SR-CTRS | Cable Trays & Support System | Design | Design_Cable_Trays_&_Support | BRKT | Brackets
| SR-CTRS | Cable Trays & Support System | Design | Design_Cable_Trays_&_Support | COND | Conduit
| SR-CTRS | Cable Trays & Support System | Design | Design_Cable_Trays_&_Support | IADC | Ladders
| SR-CTRS | Cable Trays & Support System | Design | Design_Cable_Trays_&_Support | TRYS | Trays
| SR-CTRS | Cable Trays & Support System | Design | Design_Cable_Trays_&_Support | TRNG | Trunking
| SR-CTRS | Cable Trays & Support System | Material | Material_Cable_Tray | ALUM | Aluminium
| SR-CTRS | Cable Trays & Support System | Material | Material_Cable_Tray | GRP | Glass Reinforced Plastic
| SR-CTRS | Cable Trays & Support System | Material | Material_Cable_Tray | STEL | Steel
| SR-JTBX | Junction Box | Material | Material_Junction_Box | COMP | Composite
| SR-JTBX | Junction Box | Material | Material_Junction_Box | PLST | Plastic
| SR-JTBX | Junction Box | Material | Material_Junction_Box | STEL | Steel
| SS-BALU | Balustrade and Handrail System | Material | Material_Balustrade | GLSS | Glass
| SS-BALU | Balustrade and Handrail System | Material | Material_Balustrade | METL | Metal
| SS-BALU | Balustrade and Handrail System | Material | Material_Balustrade | TMBR | Timber
| SS-SPIS | Piling System | Coating System | Coating_System | BITU | Bituminous
| SS-SPIS | Piling System | Coating System | Coating_System | CEEP | Ceramic Epoxy
| SS-SPIS | Piling System | Coating System | Coating_System | CTEP | Coal Tar Epoxy
| SS-SPIS | Piling System | Coating System | Coating_System | FBEP | Fusion-Bonded Epoxy
| SS-SPIS | Piling System | Coating System | Coating_System | POLE | Polyethylene
| SS-SPIS | Piling System | Coating System | Coating_System | POLP | Polypropylene
| SS-SPIS | Piling System | Coating System | Coating_System | ZNRH | Zinc-Rich
| SS-SPIS | Piling System | Material | Material_Pile | CONC | Concrete
| SS-SPIS | Piling System | Material | Material_Pile | STEL | Steel
| SS-SPIS | Piling System | Material | Material_Pile | TMBR | Timber
| SS-SPIS | Piling System | Pile Embedment Type | Pile_Embedment_Type | BDPI | Bored Pile
| SS-SPIS | Piling System | Pile Embedment Type | Pile_Embedment_Type | DRPL | Driven pile
| SS-SPIS | Piling System | Pile Embedment Type | Pile_Embedment_Type | MPLE | Micro pile
| SS-SPIS | Piling System | Pile Embedment Type | Pile_Embedment_Type | SCPL | Screw pile
| SS-SPIS | Piling System | Pile Embedment Type | Pile_Embedment_Type | SHPL | Sheet Pile
| SS-SPLS | Plinth System | Material | Material_Plinth | CONC | Concrete
| SS-SPLS | Plinth System | Material | Material_Plinth | POLU | Polyurethane
| SS-SPLS | Plinth System | Material | Material_Plinth | STEL | Steel
| SS-SPLS | Plinth System | Material | Material_Plinth | WOOD | Wood
| SS-STBE | Structural Beams | Material | Material_Structural_Beam | COMP | Composite
| SS-STBE | Structural Beams | Material | Material_Structural_Beam | CONC | Concrete
| SS-STBE | Structural Beams | Material | Material_Structural_Beam | STEL | Steel
| SS-STBE | Structural Beams | Material | Material_Structural_Beam | TMBR | Timber
| SS-STBE | Structural Beams | Profile | Profile_Beam | CRCL | Circular
| SS-STBE | Structural Beams | Profile | Profile_Beam | H-BE | H-Beam
| SS-STBE | Structural Beams | Profile | Profile_Beam | I-Beam | I-Beam
| SS-STBE | Structural Beams | Profile | Profile_Beam | RECT | Rectangular
| SS-STCO | Structural Columns | Material | Material_Structural_Column | COMP | Composite
| SS-STCO | Structural Columns | Material | Material_Structural_Column | CONC | Concrete
| SS-STCO | Structural Columns | Material | Material_Structural_Column | STEL | Steel
| SS-STCO | Structural Columns | Material | Material_Structural_Column | TMBR | Timber
| SS-STCO | Structural Columns | Profile | Profile_Column | CRCL | Circular
| SS-STCO | Structural Columns | Profile | Profile_Column | HLCL | Hollow Core
| SS-STCO | Structural Columns | Profile | Profile_Column | RECT | Rectangular
| SS-STFS | Structural Frame Systems | Material | Material_Structural_Frame | COMP | Composite
| SS-STFS | Structural Frame Systems | Material | Material_Structural_Frame | CONC | Concrete
| SS-STFS | Structural Frame Systems | Material | Material_Structural_Frame | STEL | Steel
| SS-STFS | Structural Frame Systems | Material | Material_Structural_Frame | TMBR | Timber
| SS-STRS | Stair Structure | Material | Material_Stair_Structure | COMP | Composite
| SS-STRS | Stair Structure | Material | Material_Stair_Structure | CONC | Concrete
| SS-STRS | Stair Structure | Material | Material_Stair_Structure | METL | Metal
| SS-STRS | Stair Structure | Material | Material_Stair_Structure | TMBR | Timber
| SS-STSS | Structural Support System | Material | Material_Structural_Support | COMP | Composite
| SS-STSS | Structural Support System | Material | Material_Structural_Support | CONC | Concrete
| SS-STSS | Structural Support System | Material | Material_Structural_Support | STEL | Steel
| SS-STSS | Structural Support System | Material | Material_Structural_Support | TMBR | Timber
| SS-STSS | Structural Support System | Support Structure Configuration | Support_Structure_Configuration | FRME | Frame
| SS-STSS | Structural Support System | Support Structure Configuration | Support_Structure_Configuration | LOEE | Load-Bearing
| SS-STSS | Structural Support System | Support Structure Configuration | Support_Structure_Configuration | TRUS | Truss
| SY-SEAC | Security Access | Classification | Classification | CFDL | Confidential
| SY-SEAC | Security Access | Classification | Classification | INTN | Internal
| SY-SEAC | Security Access | Classification | Classification | PBLC | Public
| SY-SEAC | Security Access | Classification | Classification | RSTR | Restricted
| TR-BUFS | Buffer Stop | Material | Material_Buffer_Stop | CONC | Concrete
| TR-BUFS | Buffer Stop | Material | Material_Buffer_Stop | STEL | Steel
| TR-BUFS | Buffer Stop | Material | Material_Buffer_Stop | WOOD | Wood
| TR-CPNT | Catch Point | Switch Rail Material | Switch_Rail_Material | STEL | Steel
| TR-RINJ | Rail Insulated Joint | Material | Material_Rail_Insulated_Joint | FBGL | Fibre-glass
| TR-RINJ | Rail Insulated Joint | Material | Material_Rail_Insulated_Joint | NYLN | Nylon
| TR-RINJ | Rail Insulated Joint | Material | Material_Rail_Insulated_Joint | POLM | Polymer
| TR-STPB | Stop Block | Stop Block Direction | Stop_Block_Direction | BIDR | Bi-directional
| TR-STPB | Stop Block | Stop Block Direction | Stop_Block_Direction | SGLN | Single Line
| TR-STPB | Stop Block | Stop Block Direction | Stop_Block_Direction | UNID | Uni-directional
| TR-TRAK | Track | Feature Type | Feature_Type | ALGN | Alignment
| TR-TRAK | Track | Feature Type | Feature_Type | ANCH | Anchor
| TR-TRAK | Track | Feature Type | Feature_Type | CRMK | Creep Mark
| TR-TRAK | Track | Feature Type | Feature_Type | FSTN | Fastening
| TR-TRAK | Track | Feature Type | Feature_Type | GRAD | Grade
| TR-TRAK | Track | Feature Type | Feature_Type | RAIL | Rail
| TR-TRAK | Track | Feature Type | Feature_Type | RJON | Rail Join
| TR-TRAK | Track | Feature Type | Feature_Type | SLPR | Sleeper
| TR-TRAK | Track | Feature Type | Feature_Type | SOIL | Soil
| TR-TRAK | Track | Feature Type | Feature_Type | SPBA | Speed Board
| TR-TRAK | Track | Feature Type | Feature_Type | TONG | Tonnage
| TR-TRAK | Track | Feature Type | Feature_Type | TFRM | Trackform
| TR-TRAK | Track | Rail Material | Rail_Material | STEL | Steel
| TR-TRAK | Track | Rail Side | Rail_Side | DOWN | Down
| TR-TRAK | Track | Rail Side | Rail_Side | UP | Up
| TR-TRAK | Track | Sleeper Material | Sleeper_Material | CONC | Concrete
| TR-TRAK | Track | Sleeper Material | Sleeper_Material | POLM | Polymer
| TR-TRAK | Track | Sleeper Material | Sleeper_Material | STEL | Steel
| TR-TRAK | Track | Sleeper Material | Sleeper_Material | TMBR | Timber
| TR-TRAK | Track | Sleeper Pattern | Sleeper_Pattern | 1:1 | 1:1
| TR-TRAK | Track | Sleeper Pattern | Sleeper_Pattern | 1:2 | 1:2
| TR-TRAK | Track | Sleeper Pattern | Sleeper_Pattern | 1:3 | 1:3
| TR-TRAK | Track | Sleeper Pattern | Sleeper_Pattern | 1:4 | 1:4
| TR-TRAK | Track | Sleeper Pattern | Sleeper_Pattern | 1:5 | 1:5
| TR-TRAK | Track | Sleeper Pattern | Sleeper_Pattern | UNKN | Unknown
| TR-TRAK | Track | Track form | Track_form | BLSD | Ballasted
| TR-TRAK | Track | Track form | Track_form | NONB | Non-ballasted
| TR-TXNG | Turnout Crossing | Check Rail Configuration | Check_Rail_Configuration | UIC33 | Raised
| TR-TXNG | Turnout Crossing | Check Rail Configuration | Check_Rail_Configuration | STND | Standard
| TR-TXNG | Turnout Crossing | Material | Material_Turnout_Crossing | CHVN | Chrome Vanadium
| TR-TXNG | Turnout Crossing | Material | Material_Turnout_Crossing | HDHE | Head Hardened
| TR-TXNG | Turnout Crossing | Material | Material_Turnout_Crossing | MNGN | Manganese
| TR-TXNG | Turnout Crossing | Material | Material_Turnout_Crossing | SCRB | Standard Carbon
| TR-TXNG | Turnout Crossing | Material | Material_Turnout_Crossing | UCRB | Ultra High carbon
| TU-CERN | Cavern | Material | Material_Cavern | CONC | Concrete
| TU-CERN | Cavern | Material | Material_Cavern | ROCK | Rock
| TU-CERN | Cavern | Material | Material_Cavern | STEL | Steel
| TU-STLI | Structural Lining System | Material | Material_Structural_Lining_System | BRCK | Brick
| TU-STLI | Structural Lining System | Material | Material_Structural_Lining_System | CAIR | Cast Iron
| TU-STLI | Structural Lining System | Material | Material_Structural_Lining_System | CONC | Concrete
| TU-STLI | Structural Lining System | Material | Material_Structural_Lining_System | STEL | Steel
| TU-TUNL | Tunnel | Construction Method | Construction_Method_Tunnel | BORD | Bored
| TU-TUNL | Tunnel | Construction Method | Construction_Method_Tunnel | EXCT | Excavated
| TU-TUNL | Tunnel | Tunnel Surrounding Material | Tunnel_Surrounding_Material | CLAY | Clay
| TU-TUNL | Tunnel | Tunnel Surrounding Material | Tunnel_Surrounding_Material | MARC | Marine Clay
| TU-TUNL | Tunnel | Tunnel Surrounding Material | Tunnel_Surrounding_Material | MARR | Marine Rock
| TU-TUNL | Tunnel | Tunnel Surrounding Material | Tunnel_Surrounding_Material | ROCK | Rock
| TU-TUNL | Tunnel | Tunnel User | Tunnel_User | ANIM | Animal
| TU-TUNL | Tunnel | Tunnel User | Tunnel_User | CYCL | Cycle
| TU-TUNL | Tunnel | Tunnel User | Tunnel_User | PEDS | Pedestrian
| TU-TUNL | Tunnel | Tunnel User | Tunnel_User | RVHL | Rail Vehicle
| TU-TUNL | Tunnel | Tunnel User | Tunnel_User | RDVH | Road Vehicle
| TU-TUNL | Tunnel | Tunnel User | Tunnel_User | UTLY | Utilities
| TU-TUNL | Tunnel | Utility Supported by Tunnel | Utility_Supported_by_Tunnel | CMUN | Communications
| TU-TUNL | Tunnel | Utility Supported by Tunnel | Utility_Supported_by_Tunnel | ELCT | Electrical
| TU-TUNL | Tunnel | Utility Supported by Tunnel | Utility_Supported_by_Tunnel | NGAS | Natural Gas
| TU-TUNL | Tunnel | Utility Supported by Tunnel | Utility_Supported_by_Tunnel | SWTR | Stormwater
| TU-TUNL | Tunnel | Utility Supported by Tunnel | Utility_Supported_by_Tunnel | WWTR | Waste water
| TU-TUNL | Tunnel | Utility Supported by Tunnel | Utility_Supported_by_Tunnel | WATR | Water
| TU-TUSC | Suspended Ceiling | Corrosion Rating | Corrosion_Rating | C1 Very Low | C1 Very Low
| TU-TUSC | Suspended Ceiling | Corrosion Rating | Corrosion_Rating | C2 Low | C2 Low
| TU-TUSC | Suspended Ceiling | Corrosion Rating | Corrosion_Rating | C3 Medium | C3 Medium
| TU-TUSC | Suspended Ceiling | Corrosion Rating | Corrosion_Rating | C4 High | C4 High
| TU-TUSC | Suspended Ceiling | Corrosion Rating | Corrosion_Rating | C5 Very High | C5 Very High
| TU-TUSC | Suspended Ceiling | Corrosion Rating | Corrosion_Rating | CXEX | CX Extreme
| TU-TUSC | Suspended Ceiling | Material | Material_Suspended_Ceiling | FRBD | Fire Rated Board
| TU-TUSC | Suspended Ceiling | Material | Material_Suspended_Ceiling | MTLG | Metal Grid
| TU-TUSC | Suspended Ceiling | Material | Material_Suspended_Ceiling | MTLP | Metal Panel
| TU-TUSC | Suspended Ceiling | Material | Material_Suspended_Ceiling | NONE | None
| TU-TUSC | Suspended Ceiling | Material | Material_Suspended_Ceiling | TILE | Tile
| TU-TUSC | Suspended Ceiling | Material | Material_Suspended_Ceiling | TMEG | Tiles and Metal Grid
| TU-TUWP | Wall Panel | Material | Material_Wall_Panel | CEFB | Cement Fireboard
| TU-TUWP | Wall Panel | Material | Material_Wall_Panel | METL | Metal
| TU-TUWP | Wall Panel | Material | Material_Wall_Panel | NONE | None
| TU-TUWP | Wall Panel | Material | Material_Wall_Panel | TILE | Tile
| VT-ESCL | Escalator | Primary Usage | Primary_Usage_Escalator | HIMM | Horizontal Movement
| VT-ESCL | Escalator | Primary Usage | Primary_Usage_Escalator | VRDN | Vertically Down
| VT-ESCL | Escalator | Primary Usage | Primary_Usage_Escalator | VRUP | Vertically Up
| VT-LIFT | Lift | Lift Car Door | Lift_Car_Door | COPN | Centre Opening
| VT-LIFT | Lift | Lift Car Door | Lift_Car_Door | MANU | Manual
| VT-LIFT | Lift | Lift Car Door | Lift_Car_Door | SGOP | Single Opening
| VT-LIFT | Lift | Lift Car Door | Lift_Car_Door | TSCP | Telescopic
| VT-LIFT | Lift | Lift Car Door Material | Lift_Car_Door_Material | ALUM | Aluminium
| VT-LIFT | Lift | Lift Car Door Material | Lift_Car_Door_Material | GLSS | Glass
| VT-LIFT | Lift | Lift Car Door Material | Lift_Car_Door_Material | STST | Stainless steel
| VT-LIFT | Lift | Lift Car Ventilation | Lift_Car_Ventilation | EFAN | Exhaust Fan
| VT-LIFT | Lift | Lift Car Ventilation | Lift_Car_Ventilation | VNHL | Ventilation Holes
| VT-LIFT | Lift | Lift Drive System | Lift_Drive_System | HRDR | Hydraulic Drive
| VT-LIFT | Lift | Lift Drive System | Lift_Drive_System | TRDR | Traction Drive
| VT-LIFT | Lift | Primary Usage | Primary_Usage_Lift | GDTP | Goods Transportation
| VT-LIFT | Lift | Primary Usage | Primary_Usage_Lift | PEOT | People Transportation
| WC-WATR | Water Supply System | Primary Usage | Primary_Usage_Water_Supply | GUWR | Ground Water
| WC-WATR | Water Supply System | Primary Usage | Primary_Usage_Water_Supply | RECW | Recycled Water
| WC-WATR | Water Supply System | Primary Usage | Primary_Usage_Water_Supply | SURW | Surface Water
| WC-WATT | Water Treatment System and Discharge Area | Coagulation Chemical | Coagulation_Chemical | ALSU | Aluminium Sulfate
| WC-WATT | Water Treatment System and Discharge Area | Coagulation Chemical | Coagulation_Chemical | FERL | Ferric Chloride
| WC-WATT | Water Treatment System and Discharge Area | Coagulation Chemical | Coagulation_Chemical | FERS | Ferric Sulfate
| WC-WATT | Water Treatment System and Discharge Area | Disinfection Method | Disinfection_Method | CLRN | Chlorination
| WC-WATT | Water Treatment System and Discharge Area | Disinfection Method | Disinfection_Method | UVLT | Ultraviolet
| WC-WATT | Water Treatment System and Discharge Area | Filtration Media | Filtration_Media | MTPD | Metal Powder
| WC-WATT | Water Treatment System and Discharge Area | Filtration Media | Filtration_Media | POLP | Polypropylene
| WC-WATT | Water Treatment System and Discharge Area | Filtration Media | Filtration_Media | WMSH | Wire Mesh
| WC-WATT | Water Treatment System and Discharge Area | Filtration Media | Filtration_Media | WOFB | Woven Fabric
| WC-WATT | Water Treatment System and Discharge Area | Post Treatment Material | Post_Treatment_Material | CHLM | Chloramine
| WC-WATT | Water Treatment System and Discharge Area | Post Treatment Material | Post_Treatment_Material | CHLR | Chlorine
| WC-WATT | Water Treatment System and Discharge Area | Post Treatment Material | Post_Treatment_Material | CLDO | Chlorine Dioxide
| WC-WATT | Water Treatment System and Discharge Area | Post Treatment Material | Post_Treatment_Material | OZON | Ozone
| WC-WATT | Water Treatment System and Discharge Area | Post Treatment Material | Post_Treatment_Material | UVLT | Ultraviolet
| XG-LVXG | Level Crossing | Equivalent Access Status | Equivalent_Access_Status | ACTV | Active
| XG-LVXG | Level Crossing | Equivalent Access Status | Equivalent_Access_Status | INAC | Inactive
| XG-LVXG | Level Crossing | Level Crossing Control State | Level_Crossing_Control_State | ACTV | Active
| XG-LVXG | Level Crossing | Level Crossing Control State | Level_Crossing_Control_State | PASV | Passive

## Value Lists-B
TS 01501:3.01
Asset Classification System and Data Dictionary
Effective date: 02 December 2025
13. Value lists
| Value list | Value | Standard reference
| Asset_Condition | Refer to TS 01499 Asset Reference Codes Register; Worksheet - "Asset Condition" | TS 01499 Asset Reference Codes Register
| Asset_Criticality | Refer to TS 01499 Asset Reference Codes Register; Worksheet - "Asset Criticality" | TS 01499 Asset Reference Codes Register
| Asset_Custodian | Refer to TS 01499 Asset Reference Codes Register; Worksheet - "Agencies and Service Prov" | TS 01499 Asset Reference Codes Register
| Asset_Owner | Refer to TS 01499 Asset Reference Codes Register; Worksheet - "Agencies and Service Prov" | TS 01499 Asset Reference Codes Register
| Asset_Specification_TMC | Refer to TS 01500 Technical Maintenance Coding Register | TS 01500 Technical Maintenance Coding Register
| Asset_Status | Refer to TS 01499 Asset Reference Codes Register; Worksheet - "Asset Status" | TS 01499 Asset Reference Codes Register
| Asset_Sys | Refer to TS 01501 Asset Classification System; Worksheet - "Asset Classifications" | TS 01501 Asset Classification System
| Asset_Technical_Object | Refer to TS 01501 Asset Classification System; Worksheet - "Asset Classifications" | TS 01501 Asset Classification System
| Base_Code | Refer to TS 01499 Asset Reference Codes Register; Worksheet - "Track Basecode" | TS 01499 Asset Reference Codes Register
| Corridor | Refer to TS 01499 Asset Reference Codes Register; Worksheet - "Corridor" | TS 01499 Asset Reference Codes Register
| Carriageway_Group | Refer to TS 01499 Asset Reference Codes Register; Worksheet - "Road Carriageway & XSP" | TS 01499 Asset Reference Codes Register
| Carriageway_Code | Refer to TS 01499 Asset Reference Codes Register; Worksheet - "Road Carriageway & XSP" | TS 01499 Asset Reference Codes Register
| Cross_Sectional_Position | Refer to TS 01499 Asset Reference Codes Register; Worksheet - "Road Carriageway & XSP" | TS 01499 Asset Reference Codes Register
| Hazardous_Material | Refer to TS 01499 Asset Reference Codes Register; Worksheet - "Hazardous Materials & Contamination Risk " | TS 01499 Asset Reference Codes Register
| Location | Refer to TS 01499 Asset Reference Codes Register; Worksheet - "Location or Site" | TS 01499 Asset Reference Codes Register
| Svc_Provider | Refer to TS 01499 Asset Reference Codes Register; Worksheet - "Agencies and Service Prov" | TS 01499 Asset Reference Codes Register
| Transport_Mode | Refer to TS 01499 Asset Reference Codes Register; Worksheet - "Network, Mode and Form" | TS 01499 Asset Reference Codes Register
| Transport_Network | Refer to TS 01499 Asset Reference Codes Register; Worksheet - "Network, Mode and Form" | TS 01499 Asset Reference Codes Register
| Track Name | Refer to TS 01499 Asset Reference Codes Register; Worksheet - "Track Names" | TS 01499 Asset Reference Codes Register
| Contamination_Risk | Refer to TS 01499 Asset Reference Codes Register; Worksheet - "Hazardous Materials & Contamination Risk " | TS 01499 Asset Reference Codes Register
| Coordinate_Datum | Refer to TS 01499 Asset Reference Codes Register; Worksheet - "Coordinate Datum" | TS 01499 Asset Reference Codes Register

## Version History
Version Update 3.01
| Change Description | Tab/System/Class/Type/Attribute/Value - Description | Change Type | Old Value | New Value | Requestor
1 | Update Technical description | Canopy | Update | A flexible roofing structure including supports, which protects a location from weather. | A flexible roofing structure or shelter including supports, which protects a location from weather. | Digital Engineering
2 | Update "Has Type of" | Chiller | Update | No | Yes | Workplace Operations
3 | Asset Category updated | Sewerage System | Update | Linear | Non-Linear | Asset Information Team
4 | Asset Category updated | Water Supply System | Update | Linear | Non-Linear | Asset Information Team
5 | Asset Classification description, captilisation and ISO Mapping updated | Photovoltaic System Component | Update | Photovoltaic System | Photovoltaic System Component | Workplace Operations
6 | Asset System updated | Traffic Control and Surveillance | Update | Surveillance | Traffic Control and Surveillance | RAISI
7 | Asset System updated | Heating Ventilation and Air Conditioning | Update | Air-Conditioning | Heating Ventilation and Air Conditioning | RAISI
8 | Asset Classification System updated | Waterway | Update | Waterways | Transport Systems | RAISI
9 | Asset Classification System updated | Longitudinal Pavement Marking | Update | Navigational Aids | Pavement Marking | RAISI
10 | Asset Classification System updated | Symbolic Pavement Marking | Update | Navigational Aids | Pavement Marking | RAISI
11 | Asset Classification System updated | Transverse Pavement Marking | Update | Navigational Aids | Pavement Marking | RAISI
12 | TOC updated | Storage Tank | Update | BF-TANK | BF-STNK | RAISI
13 | Class description updated | Land Easement | Update | Easement | Land Easement | RAISI
14 | Class description updated | Electrical Distribution System | Update | Distribution System | Electrical Distribution System | RAISI
15 | Class description & "Has Type of" updated | Water Treatment System and Discharge Areas | Update | Water Treatment System | Water Treatment System and Discharge Areas | RAISI
16 | Class description updated | Kerb and Gutter | Update | Kerb | Kerb and Gutter | RAISI
17 | Type of Audio Equipment description updated | Audio Media Converter | Update | Media Converter | Audio Media Converter | RAISI
18 | Type of Bridge Bearing description updated | Elastomeric Bearing | Update | Elastomeric Bearing Pad | Elastomeric Bearing | RAISI
19 | Type of Bridge Joint description updated | Assembly Joint | Update | Assembly | Assembly Joint | RAISI
20 | Type of Bridge Joint description updated | Compression Joint | Update | Compression | Compression Joint | RAISI
21 | Type of Bridge Joint description updated | Pourable Joint | Update | Pourable | Pourable Joint | RAISI
22 | Type of Bridge Span description updated | Brace Span | Update | Brace | Brace Span | RAISI
23 | Type of Bridge Span description updated | Culvert Span | Update | Culvert | Culvert Span | RAISI
24 | Type of Bridge Span description updated | Diaphragm Span | Update | Diaphragm | Diaphragm Span | RAISI
25 | Type of Bridge Span description updated | Girder Span | Update | Girder | Girder Span | RAISI
26 | Type of Bridge Span description updated | Arch Span | Update | Arch | Arch Span | RAISI
27 | Type of Bridge Span description updated | Beam Span | Update | Beam | Beam Span | RAISI
28 | Type of Bridge Span description updated | Slab Span | Update | Slab | Slab Span | RAISI
29 | Type of Bridge Span description updated | Stringer Span | Update | Stringer | Stringer Span | RAISI
30 | Type of Building description updated | Station Building | Update | Station | Station Building | RAISI
31 | Type of Camera System description updated | Enforcement Camera | Update | Enforcement Camera System | Enforcement Camera | RAISI
32 | Type of Control System Equipment (Corridor) description updated | Control Unit | Update | Control Panel/Unit | Control Unit | RAISI
33 | Type of Derailer description updated | Portable Derailer | Update | Portable | Portable Derailer | RAISI
34 | Type of Drainage System description updated | Open/Surface Drain | Update | Open Drain/Surface | Open/Surface Drain | RAISI
35 | Type of Drainage System description updated | Subsurface Drain | Update | Subsurface | Subsurface Drain | RAISI
36 | Type of Drainage System description updated | Slotted Surface/Trench Drain | Update | Slotted Surface | Slotted Surface/Trench Drain | RAISI
37 | Type of Fire Extinguisher TOC updated | Dry Powder | Update | FR-FEXT-dryp | FR-FEXT-DRYP | RAISI
38 | Type of Longitudinal Pavement Marking L2 TOC updated | Longitudinal | Update | NG-PMKL-LONG | PK-PMKL-LONG | RAISI
39 | Type of Longitudinal Pavement Marking L2 TOC updated | Median | Update | NG-PMKL-MEDI | PK-PMKL-MEDI | RAISI
40 | Type of Longitudinal Pavement Marking L2 TOC updated | Raised Pavement Marking | Update | NG-PMKL-RPMA | PK-PMKL-RPMA | RAISI
41 | Type of Network Interface description updated | Network Media Converter | Update | Media Converter | Network Media Converter | RAISI
42 | Type of Photovoltaic System Component description updated | Solar Panel | Update | Photovoltaic Solar Panel | Solar Panel | RAISI
43 | Type of Symbolic Pavement Marking L2 TOC updated | Arrows | Update | NG-PMKS-ARRO | PK-PMKS-ARRO | RAISI
44 | Type of Symbolic Pavement Marking L2 TOC updated | School Markers | Update | NG-PMKS-SCMA | PK-PMKS-SCMA | RAISI
45 | Type of Symbolic Pavement Marking L2 TOC updated | Text and Symbol | Update | NG-PMKS-TXSY | PK-PMKS-TXSY | RAISI
46 | Type of Tactile Indicator description updated | Directional Tactile Indicator | Update | Directional Tactile Indicators | Directional Tactile Indicator | RAISI
47 | Type of Tactile Indicator description updated | Warning Tactile Indicator | Update | Warning Tactile Indicators | Warning Tactile Indicator | RAISI
48 | Type of Track Signage description updated | Car Marker | Update | Platform Car Marker | Car Marker | RAISI
49 | Type of Track Signage description updated | Clearance Marker | Update | Eight Car Marker | Clearance Marker | RAISI
50 | Type of Trailer description updated | Tanker Trailer | Update | Tank | Tanker Trailer | RAISI
51 | Type of Truck description updated | Tanker | Update | Tank | Tanker | RAISI
52 | Type of Geotechnical Stabilisation and Reinforcement Components description updated | Ground Anchor | Update | Ground Anchors | Ground Anchor | RAISI
53 | Type of Sensors & Detectors description updated | Rainfall Sensor | Update | Rainfall Monitor | Rainfall Sensor | RAISI
54 | Class Specific Attributes TOC + Type Of Code Description updated | Land Easement | Update | Easement | Land Easement | RAISI
55 | Class Specific Attributes TOC + Type Of Code Description updated | Electrical Distribution System | Update | Distribution System | Electrical Distribution System | RAISI
56 | Class Specific Attributes TOC + Type Of Code Description updated | Water Treatment System and Discharge Area | Update | Water Treatment System | Water Treatment System and Discharge Areas | RAISI
57 | Class Specific Attributes TOC + Type Of Code updated | Longitudinal Pavement Marking | Update | NG-PMKL | PK-PMKL | RAISI
58 | Class Specific Attributes TOC + Type Of Code updated | Longitudinal Pavement Marking - Raised Pavement Marking | Update | NG-PMKL-RPMA | PK-PMKL-RPMA | RAISI
59 | Class Specific Attributes TOC + Type Of Code updated | Symbolic Pavement Marking | Update | NG-PMKS | PK-PMKS | RAISI
60 | Class Specific Attributes TOC + Type Of Code updated | Transverse Pavement Marking | Update | NG-PMKS | PK-PMKT | RAISI
61 | Value Lists-A TOC + Type Of Code updated | Longitudinal Pavement Marking | Update | NG-PMKL | PK-PMKL | RAISI
62 | Value Lists-A TOC + Type Of Code Description updated | Water Treatment System and Discharge Area | Update | Water Treatment System | Water Treatment System and Discharge Areas | RAISI
63 | Type of Bridge Bearing updated | Enclosed/ Concealed Bearing | Remove | BR-BRBE-ECBE | N/A | RAISI
64 | Type of Bridge Bearing updated | Metal Expansion Bearing | Remove | BR-BRBE-ELBP | N/A | RAISI
65 | Type of Bridge Bearing updated | Metal Fixed Bearing | Remove | BR-BRBE-MEBE | N/A | RAISI
66 | Type of Retaining Wall System removed | Breakwater | Remove | RS-RTWS-BREA | N/A | Maritime
67 | Type of Type of Drainage System removed | Kerb and Gutter | Remove | DG-DRNS-KRGT | N/A | RAISI
68 | Asset System added | Pavement Marking | Addition | N/A | PK | RAISI
69 | Asset System added | Slopes | Addition | N/A | SP | RAISI
70 | Asset System added | Transport Systems | Addition | N/A | TS | RAISI
71 | Asset System added | Mechanical, Electrical, and Hydraulic Systems | Addition | N/A | ME | RAISI
72 | Asset System added | Utility | Addition | N/A | UL | RAISI
73 | Asset Classification added | Window | Addition | N/A | BL-WNDW | Workplace Operations
74 | Asset Classification added | Wall Structure | Addition | N/A | SS-WALL | Workplace Operations
75 | Asset Classification added | Playground | Addition | N/A | LP-PLAY | Workplace Operations
76 | Asset Classification added | Air Cooler | Addition | N/A | CA-AIRC | Workplace Operations
77 | Asset Classification added | Condensing Unit | Addition | N/A | AC-CONU | Workplace Operations
78 | Asset Classification added | Fan | Addition | N/A | AC-FANS | Workplace Operations
79 | Asset Classification added | Boat Pen | Addition | N/A | LP-BPEN | Maritime
80 | Asset Classification added | Wharf | Addition | N/A | LP-WHRF | Maritime
81 | Asset Classification added | Pontoon | Addition | N/A | LP-PONT | Maritime
82 | Asset Classification added | Breakwater | Addition | N/A | RS-BREA | Maritime
83 | Asset Classification added | Breakwater Feature | Addition | N/A | RS-BREF | Maritime
84 | Asset Classification added | Heater | Addition | N/A | AC-HEAT | Maritime
85 | Asset Classification added | Hot Water Unit | Addition | N/A | WC-HWRT | Workplace Operations
86 | Asset Classification added | Irrigiation System | Addition | N/A | WC-IRRI | Workplace Operations
87 | Asset Classification added | Pressure Vessel | Addition | N/A | FP-PVSL | Workplace Operations
88 | Asset Classification added | Ceiling | Addition | N/A | BL-CEIL | Workplace Operations
89 | Asset Classification added | Interior Floor | Addition | N/A | BL-IFLR | Workplace Operations
90 | Asset Classification added | Downpipe | Addition | N/A | BF-DPIP | Workplace Operations
91 | Asset Classification added | Roof Guttering | Addition | N/A | BF-RGUT | Workplace Operations
92 | Asset Classification added | Roof Feature | Addition | N/A | BF-RFET | Workplace Operations
93 | Asset Classification added | Ballast | Addition | N/A | TR-BLST | NIF
94 | Asset Classification added | Bridge Span Component | Addition | N/A | BR-SPCM | RAISI
95 | Asset Classification added | Culvert Cell | Addition | N/A | DG-CLCE | RAISI
96 | Asset Classification added | Headwall | Addition | N/A | DG-HDWL | RAISI
97 | Asset Classification added | Scour Protection | Addition | N/A | DG-SCPR | RAISI
98 | Asset Classification added | Septic Tank | Addition | N/A | DG-SPTK | RAISI
99 | Asset Classification added | Stormwater Quality Improvement Device | Addition | N/A | DG-SQID | RAISI
100 | Asset Classification added | Drainage System Component | Addition | N/A | DG-DSCM | RAISI
101 | Asset Classification added | Rock Fall Protection System | Addition | N/A | GE-RFPS | RAISI
102 | Asset Classification added | Surface Protection | Addition | N/A | GE-SUPR | RAISI
103 | Asset Classification added | Geotechnical Stabilisation and Reinforcement Component | Addition | N/A | GE-GSTB | RAISI
104 | Asset Classification added | Embedded Pavement Light Circuit | Addition | N/A | NG-EPLC | RAISI
105 | Asset Classification added | Tactile Marking | Addition | N/A | NG-TACT | RAISI
106 | Asset Classification added | Pavement Support Structure | Addition | N/A | PV-PVSS | RAISI
107 | Asset Classification added | Pavement Segment | Addition | N/A | RO-PSEG | RAISI
108 | Asset Classification added | Roadside Environment | Addition | N/A | RO-RENV | RAISI
109 | Asset Classification added | Speed Hump | Addition | N/A | RO-SHMP | RAISI
110 | Asset Classification added | Batter | Addition | N/A | SP-BATR | RAISI
111 | Asset Classification added | Bench | Addition | N/A | SP-BENC | RAISI
112 | Asset Classification added | Cutting | Addition | N/A | SP-CUTT | RAISI
113 | Asset Classification added | Embankment | Addition | N/A | SP-EMBK | RAISI
114 | Asset Classification added | Earthwork | Addition | N/A | SP-EWOR | RAISI
115 | Asset Classification added | Access and Safety System | Addition | N/A | SS-AASS | RAISI
116 | Asset Classification added | Concrete Foundation System | Addition | N/A | SS-CFSY | RAISI
117 | Asset Classification added | Substructure Elements | Addition | N/A | SS-SBEL | RAISI
118 | Asset Classification added | Wall Structure Component | Addition | N/A | SS-WLCP | RAISI
119 | Asset Classification added | Active Transport Corridor | Addition | N/A | TS-ACTC | RAISI
120 | Asset Classification added | Road Corridor | Addition | N/A | TS-RDCR | RAISI
121 | Asset Classification added | Rail Corridor | Addition | N/A | TS-RLCR | RAISI
122 | Asset Classification added | Cross Passage | Addition | N/A | TU-CRPG | RAISI
123 | Asset Classification added | Tunnel Portal | Addition | N/A | TU-TPOT | RAISI
124 | Asset Classification added | Tunnel Tube | Addition | N/A | TU-TTUB | RAISI
125 | Asset Classification added | Fire Safety Component | Addition | N/A | FR-FSCM | RAISI
126 | Asset Classification added | Hydrant | Addition | N/A | FR-HDRN | RAISI
127 | Asset Classification added | Communications System Equipment | Addition | N/A | NE-COCE | RAISI
128 | Asset Classification added | Communications and Surveillance System | Addition | N/A | SU-CASS | RAISI
129 | Asset Classification added | Intersection Control and Guidance Infrastructure | Addition | N/A | SU-ICGI | RAISI
130 | Asset Classification added | Traffic Control and Surveillance Equipment | Addition | N/A | SU-TCSE | RAISI
131 | Asset Classification added | Traffic Enforcement System | Addition | N/A | SU-TESS | RAISI
132 | Asset Classification added | Traffic Monitoring System | Addition | N/A | SU-TMOS | RAISI
133 | Asset Classification added | Traffic Management System | Addition | N/A | SU-TRMS | RAISI
134 | Asset Classification added | Traffic Site Infrastructure Fixture | Addition | N/A | SU-TSIF | RAISI
135 | Asset Classification added | Camera System | Addition | N/A | SU-CSYS | RAISI
136 | Asset Classification added | Ecological Infrastructure | Addition | N/A | LP-ECGL | RAISI
137 | Asset Classification added | Visual Amenity | Addition | N/A | LP-VSAM | RAISI
138 | Asset Classification added | Treatment Plant | Addition | N/A | LP-WTMT | RAISI
139 | Asset Classification added | Electrical System | Addition | N/A | ME-ELSY | RAISI
140 | Asset Classification added | Electrical System Component | Addition | N/A | ME-ESCP | RAISI
141 | Asset Classification added | Hydraulic System | Addition | N/A | ME-HDSY | RAISI
142 | Asset Classification added | Lifting & Handling System Component | Addition | N/A | ME-HLSC | RAISI
143 | Asset Classification added | Hydraulic System Component | Addition | N/A | ME-HSCP | RAISI
144 | Asset Classification added | Mechanical System | Addition | N/A | ME-MCSY | RAISI
145 | Asset Classification added | Mechanical System Component | Addition | N/A | ME-MSCP | RAISI
146 | Asset Classification added | Auxiliary Drive System | Addition | N/A | ME-ADSY | RAISI
147 | Asset Classification added | Counterweight System | Addition | N/A | ME-CWSY | RAISI
148 | Asset Classification added | Lubrication System | Addition | N/A | ME-LBSY | RAISI
149 | Asset Classification added | Pumpset | Addition | N/A | FP-PSET | RAISI
150 | Asset Classification added | Valve | Addition | N/A | FP-VALV | RAISI
151 | Asset Classification added | Compressor | Addition | N/A | CA-CMPR | RAISI
152 | Asset Classification added | HVAC System Components | Addition | N/A | AC-HVSC | RAISI
153 | Asset Classification added | Electrical Fixture | Addition | N/A | LT-LGHT | RAISI
154 | Asset Classification added | Electric Motor | Addition | N/A | PO-EMTR | RAISI
155 | Asset Classification added | Electricity | Addition | N/A | UL-ELEC | RAISI
156 | Asset Classification added | Gas | Addition | N/A | UL-GASU | RAISI
157 | Asset Classification added | Sewer | Addition | N/A | UL-SWER | RAISI
158 | Asset Classification added | Telecommunication | Addition | N/A | UL-TLEC | RAISI
159 | Asset Classification added | Water | Addition | N/A | UL-WETR | RAISI
160 | Asset Classification added | Water Storage System | Addition | N/A |  | RAISI
161 | Type of Photovoltaic System Component added | Solar Collector | Addition | N/A | PO-PVSC-SOLC | Workplace Operations
162 | Type of Photovoltaic System Component added | Solar Inverter | Addition | N/A | PO-PVSC-SOLI | Workplace Operations
163 | Type of Chiller added | Centrifugal Chiller | Addition | N/A | AC-CHIL-CCHL | Workplace Operations
164 | Type of Chiller added | Air Cooled Chiller | Addition | N/A | AC-CHIL-ACHL | Workplace Operations
165 | Type of Chiller added | Water Cooled Chiller | Addition | N/A | AC-CHIL-WCHL | Workplace Operations
166 | Type of Compressor added | High Pressure Compressor | Addition | N/A | CA-CMPR-HCMP | Workplace Operations
167 | Type of Compressor added | Pneumatic Compressor | Addition | N/A | CA-CMPR-PCMP | Workplace Operations
168 | Type of Compressor added | Reciprocating Compressor | Addition | N/A | CA-CMPR-RCMP | Workplace Operations
169 | Type of Compressor added | Screw Compressor | Addition | N/A | CA-CMPR-SCMP | Workplace Operations
170 | Type of Access Ramp added | Slipway | Addition | N/A | LP-ARAM-SLIP | Maritime
171 | Type of Building added | Lighthouse | Addition | N/A | BL-BUIL-BLIT | Maritime
172 | Type of Retaining Wall System added | Revetment | Addition | N/A | RS-RTWS-RVTM | Maritime
173 | Type of Breakwater Feature added | Breakwater Path | Addition | N/A | RS-BREF-BRPT | Maritime
174 | Type of Breakwater Feature added | Breakwater Head | Addition | N/A | RS-BREF-BRHD | Maritime
175 | Type of Breakwater Feature added | Breakwater Trunk | Addition | N/A | RS-BREF-BRTK | Maritime
176 | Type of Interior Space added | Cold Storage Room | Addition | N/A | BL-INSP-CSRM | Workplace Operations
177 | Type of Roof Feature added | Eaves | Addition | N/A | BF-RFET-EAVE | Workplace Operations
178 | Type of Roof Feature added | Fascia | Addition | N/A | BF-RFET-FASC | Workplace Operations
179 | Type of Roof Feature added | Soffits | Addition | N/A | BF-RFET-SOFF | Workplace Operations
180 | Type of Access and Safety Systems added | Access Ladder | Addition | N/A | SS-AASS-ALAD | RAISI
181 | Type of Access and Safety Systems added | Access Monorail | Addition | N/A | SS-AASS-AMNO | RAISI
182 | Type of Access and Safety Systems added | Roof Walkway | Addition | N/A | SS-AASS-RWLK | RAISI
183 | Type of Access and Safety Systems added | Ladder Cage | Addition | N/A | SS-AASS-LADC | RAISI
184 | Type of Access and Safety Systems added | Static Line | Addition | N/A | SS-AASS-STLN | RAISI
185 | Type of Access and Safety Systems added | Roof Anchor Point | Addition | N/A | SS-AASS-RAPN | RAISI
186 | Type of Access and Safety Systems added | Fall Arrest | Addition | N/A | SS-AASS-FLAR | RAISI
187 | Type of Access and Safety Systems added | Carrier Change | Addition | N/A | SS-AASS-CRCG | RAISI
188 | Type of Access and Safety Systems added | Latchway Lifeline | Addition | N/A | SS-AASS-LWLF | RAISI
189 | Type of Access and Safety Systems added | Latchway Trolley | Addition | N/A | SS-AASS-LWTR | RAISI
190 | Type of Air Conditioning System added | Indoor Air Conditioning System | Addition | N/A | AC-ACON-IACS | RAISI
191 | Type of Air Conditioning System added | Outdoor Air Conditioning System | Addition | N/A | AC-ACON-OACS | RAISI
192 | Type of Bridge Bearing added | Pot Bearing | Addition | N/A | BR-BRBE-PTBR | RAISI
193 | Type of Bridge Bearing added | Spherical Bearing | Addition | N/A | BR-BRBE-SPBR | RAISI
194 | Type of Bridge Bearing added | Roller Bearing | Addition | N/A | BR-BRBE-ROBR | RAISI
195 | Type of Bridge Bearing added | Rocker Bearing | Addition | N/A | BR-BRBE-RCBR | RAISI
196 | Type of Bridge Bearing added | Sliding Bearing | Addition | N/A | BR-BRBE-SLBR | RAISI
197 | Type of Bridge Bearing added | Seismic Bearing | Addition | N/A | BR-BRBE-SEBR | RAISI
198 | Type of Bridge Joint added | Open Joint | Addition | N/A | BR-BRJT-OPJT | RAISI
199 | Type of Bridge Joint added | Strip Seal Joint | Addition | N/A | BR-BRJT-SSJT | RAISI
200 | Type of Bridge Joint added | Modular Joint | Addition | N/A | BR-BRJT-MDJT | RAISI
201 | Type of Bridge Joint added | Plate Joint | Addition | N/A | BR-BRJT-PLJT | RAISI
202 | Type of Bridge Span added | Truss Span | Addition | N/A | BR-BRSP-TRSS | RAISI
203 | Type of Bridge Span added | Suspension Span | Addition | N/A | BR-BRSP-SPNS | RAISI
204 | Type of Bridge Span added | Cable-Stayed Span | Addition | N/A | BR-BRSP-CBSY | RAISI
205 | Type of Bridge Span Component added | Diagonal | Addition | N/A | BR-SPCM-DIAG | RAISI
206 | Type of Bridge Span Component added | Vertical | Addition | N/A | BR-SPCM-VRTC | RAISI
207 | Type of Bridge Span Component added | Cantilever | Addition | N/A | BR-SPCM-CTLV | RAISI
208 | Type of Bridge Span Component added | Portal Frame | Addition | N/A | BR-SPCM-POFR | RAISI
209 | Type of Bridge Span Component added | Troughing Plate | Addition | N/A | BR-SPCM-TRPL | RAISI
210 | Type of Bridge Span Component added | Chord | Addition | N/A | BR-SPCM-CHRD | RAISI
211 | Type of Bridge Span Component added | Panel Point | Addition | N/A | BR-SPCM-PAPT | RAISI
212 | Type of Bridge Span Component added | Monorail Truss | Addition | N/A | BR-SPCM-MOTR | RAISI
213 | Type of Bridge Span Component added | Span Bay | Addition | N/A | BR-SPCM-SBAY | RAISI
214 | Type of Bridge Span Component added | Jack Arches | Addition | N/A | BR-SPCM-JARH | RAISI
215 | Type of Bridge Span Component added | Wind Brace | Addition | N/A | BR-SPCM-WDBR | RAISI
216 | Type of Bridge Span Component added | Cross Girder | Addition | N/A | BR-SPCM-CSGD | RAISI
217 | Type of Bridge Span Component added | Stringer | Addition | N/A | BR-SPCM-SRNG | RAISI
218 | Type of Bridge Span Component added | Lateral | Addition | N/A | BR-SPCM-LATR | RAISI
219 | Type of Bridge Span Component added | Hanger | Addition | N/A | BR-SPCM-HNGR | RAISI
220 | Type of Bridge Span Component added | Cross Frame | Addition | N/A | BR-SPCM-CRFR | RAISI
221 | Type of Bridge Span Component added | Top Chord | Addition | N/A | BR-SPCM-TPCH | RAISI
222 | Type of Bridge Span Component added | Inner Panel | Addition | N/A | BR-SPCM-INPA | RAISI
223 | Type of Bridge Span Component added | Outer Panel | Addition | N/A | BR-SPCM-OUPA | RAISI
224 | Type of Bridge Span Component added | Perpendicular Lateral | Addition | N/A | BR-SPCM-PRLT | RAISI
225 | Type of Bridge Span Component added | Bottom Chord | Addition | N/A | BR-SPCM-BTCH | RAISI
226 | Type of Bridge Span Component added | Arch Diagonal | Addition | N/A | BR-SPCM-ADIA | RAISI
227 | Type of Bridge Span Component added | King Post | Addition | N/A | BR-SPCM-KPST | RAISI
228 | Type of Bridge Span Component added | Span Cable | Addition | N/A | BR-SPCM-CBLE | RAISI
229 | Type of Camera System added | Monitoring Camera | Addition | N/A | SU-CSYS-MNCM | RAISI
230 | Type of Camera System added | Average Speed Camera | Addition | N/A | SU-CSYS-AGSC | RAISI
231 | Type of Camera System added | Redlight Camera | Addition | N/A | SU-CSYS-RDLC | RAISI
232 | Type of Camera System added | Heavy Vehicle Management Camera | Addition | N/A | SU-CSYS-HVMC | RAISI
233 | Type of Camera System added | Over Dimension Camera | Addition | N/A | SU-CSYS-ODCM | RAISI
234 | Type of Camera System added | T-Way Camera | Addition | N/A | SU-CSYS-TWCM | RAISI
235 | Type of Camera System added | Mobile Phone Seat Belt Camera | Addition | N/A | SU-CSYS-MPSB | RAISI
236 | Type of Camera System added | Tolling Camera | Addition | N/A | SU-CSYS-TOLL | RAISI
237 | Type of Canopy added | Lift Tower Canopy | Addition | N/A | BL-CNPY-LFCN | RAISI
238 | Type of Communications System Equipment added | Antenna | Addition | N/A | NE-COCE-ANTN | RAISI
239 | Type of Communications System Equipment added | Sim Card | Addition | N/A | NE-COCE-SIMC | RAISI
240 | Type of Communications System Equipment added | Flash Unit | Addition | N/A | NE-COCE-FLSH | RAISI
241 | Type of Communications System Equipment added | Encoder | Addition | N/A | NE-COCE-ENCO | RAISI
242 | Type of Communications System Equipment added | Handheld Radio | Addition | N/A | NE-COCE-HRAD | RAISI
243 | Type of Control System Equipment (Corridor) added | Remote Control Unit | Addition | N/A | OC-CSEQ-RCNT | RAISI
244 | Type of Drainage System added | Catch Drain | Addition | N/A | DG-DRNS-CTDN | RAISI
245 | Type of Drainage System added | Batter Drain | Addition | N/A | DG-DRNS-BTDN | RAISI
246 | Type of Drainage System Component added | Pipework | Addition | N/A | DG-DSCM-PWRK | RAISI
247 | Type of Drainage System Component added | Drainage Well | Addition | N/A | DG-DSCM-DRNW | RAISI
248 | Type of Drainage System Component added | Filtration Media | Addition | N/A | DG-DSCM-FLMD | RAISI
249 | Type of Drainage System Component added | Strainer | Addition | N/A | DG-DSCM-STRN | RAISI
250 | Type of Drainage System Component added | Scupper | Addition | N/A | DG-DSCM-SCUP | RAISI
251 | Type of Earthing System added | Earth Bar | Addition | N/A | PO-ERTH-EBAR | RAISI
252 | Type of Ecological Infrastructure added | Fauna Structure | Addition | N/A | LP-ECGL-FNST | RAISI
253 | Type of Ecological Infrastructure added | Escape Structure | Addition | N/A | LP-ECGL-ESST | RAISI
254 | Type of Electrical Fixture added | Power Cable | Addition | N/A | LT-LGHT-PCBL | RAISI
255 | Type of Electrical Fixture added | Light Control Panel | Addition | N/A | LT-LGHT-LCPL | RAISI
256 | Type of Electrical Fixture added | Conduit | Addition | N/A | LT-LGHT-CNDT | RAISI
257 | Type of Electrical Fixture added | Power Outlet | Addition | N/A | LT-LGHT-POUT | RAISI
258 | Type of Electrical Fixture added | Lighting Circuit | Addition | N/A | LT-LGHT-LCRT | RAISI
259 | Type of Electrical Fixture added | Cable Ladder | Addition | N/A | LT-LGHT-CBLD | RAISI
260 | Type of Electrical Fixture added | Metering Panel | Addition | N/A | LT-LGHT-MTRP | RAISI
261 | Type of Electrical Fixture added | Annulus | Addition | N/A | LT-LGHT-ANNL | RAISI
262 | Type of Electrical Fixture added | Battery Charger | Addition | N/A | LT-LGHT-BCGR | RAISI
263 | Type of Electrical Fixture added | Light | Addition | N/A | LT-LGHT-LIHT | RAISI
264 | Type of Electrical Fixture added | Supply Connection Point | Addition | N/A | LT-LGHT-SCPT | RAISI
265 | Type of Electrical Fixture added | Electrical Penetration | Addition | N/A | LT-LGHT-EPNT | RAISI
266 | Type of Electrical Fixture added | Flashing Light | Addition | N/A | LT-LGHT-FLLG | RAISI
267 | Type of Electronic Sign System added | Vehicle Activated Signage System | Addition | N/A | NA-ESGN-VASS | RAISI
268 | Type of Electronic Sign System added | Lane Usage Sign | Addition | N/A | NA-ESGN-LNUS | RAISI
269 | Type of Electronic Sign System added | Road Weather Information Sign | Addition | N/A | NA-ESGN-RWSG | RAISI
270 | Type of Electronic Sign System added | Time Travel Information System | Addition | N/A | NA-ESGN-TTIS | RAISI
271 | Type of Electronic Sign System added | Passenger Information Display Sign | Addition | N/A | NA-ESGN-PDSG | RAISI
272 | Type of Electronic Sign System added | Traffic Monitoring Unit Sign | Addition | N/A | NA-ESGN-TMUT | RAISI
273 | Type of Electronic Sign System added | Vehicle Activated Sign | Addition | N/A | NA-ESGN-VHAS | RAISI
274 | Type of Electronic Sign System added | Vehicle Detection and Class Sign | Addition | N/A | NA-ESGN-VDSG | RAISI
275 | Type of Electronic Sign System added | Weigh in Motion Sign | Addition | N/A | NA-ESGN-WGMS | RAISI
276 | Type of Fire Safety Component added | Sprinkler Alarm Gong | Addition | N/A | FR-FSCM-SAGG | RAISI
277 | Type of Fire Safety Component added | Deluge Zone | Addition | N/A | FR-FSCM-DLZN | RAISI
278 | Type of Fire Safety Component added | Booster | Addition | N/A | FR-FSCM-BSTR | RAISI
279 | Type of Fire Safety Component added | Hydrant Supply | Addition | N/A | FR-FSCM-HDSP | RAISI
280 | Type of Fire Safety Component added | Hose Reel | Addition | N/A | FR-FSCM-HREL | RAISI
281 | Type of Fire Safety Component added | Smoke Detection Equipment Contoller | Addition | N/A | FR-FSCM-SDEC | RAISI
282 | Type of Fleet Detection & Classification System added | Over Width Detection System | Addition | N/A | MW-FDCS-OWDS | RAISI
283 | Type of Fleet Detection & Classification System added | Traffic Monitoring Unit System | Addition | N/A | MW-FDCS-TMUS | RAISI
284 | Type of Furnishing & Fitting Equipment added | Seating | Addition | N/A | BF-FFEQ-SEAT | RAISI
285 | Type of Furnishing & Fitting Equipment added | Sanitary Cubicle | Addition | N/A | BF-FFEQ-SNCB | RAISI
286 | Type of Furnishing & Fitting Equipment added | Washbasin | Addition | N/A | BF-FFEQ-WBSN | RAISI
287 | Type of Geotechnical Stabilisation and Reinforcement Components added | Rock Bolt | Addition | N/A | GE-GSTB-RCBL | RAISI
288 | Type of Geotechnical Stabilisation and Reinforcement Components added | Dowel | Addition | N/A | GE-GSTB-DOWL | RAISI
289 | Type of Geotechnical Stabilisation and Reinforcement Components added | Micropiles | Addition | N/A | GE-GSTB-MCPL | RAISI
290 | Type of Geotechnical Stabilisation and Reinforcement Components added | Gabion Cage | Addition | N/A | GE-GSTB-GBCG | RAISI
291 | Type of Geotechnical Stabilisation and Reinforcement Components added | Crib Wall Panel | Addition | N/A | GE-GSTB-CWPL | RAISI
292 | Type of Geotechnical Stabilisation and Reinforcement Components added | Reinforcing Strap | Addition | N/A | GE-GSTB-REIS | RAISI
293 | Type of Geotechnical Stabilisation and Reinforcement Components added | Steel Mesh | Addition | N/A | GE-GSTB-STMS | RAISI
294 | Type of Geotechnical Stabilisation and Reinforcement Components added | Rock Fill | Addition | N/A | GE-GSTB-RKFL | RAISI
295 | Type of Geotechnical Stabilisation and Reinforcement Components added | Tension Mesh | Addition | N/A | GE-GSTB-TNMS | RAISI
296 | Type of Geotechnical Stabilisation and Reinforcement Components added | Draped Mesh | Addition | N/A | GE-GSTB-DRMS | RAISI
297 | Type of Geotechnical Stabilisation and Reinforcement Components added | Rock Fence | Addition | N/A | GE-GSTB-RKFN | RAISI
298 | Type of Geotechnical Stabilisation and Reinforcement Components added | Concrete Barrier | Addition | N/A | GE-GSTB-CNBR | RAISI
299 | Type of Geotechnical Stabilisation and Reinforcement Components added | Rock Catch Ditch | Addition | N/A | GE-GSTB-RCDT | RAISI
300 | Type of Geotechnical Stabilisation and Reinforcement Components added | Gabion Barrier | Addition | N/A | GE-GSTB-GBBR | RAISI
301 | Type of Geotechnical Stabilisation and Reinforcement Components added | Containment Mesh | Addition | N/A | GE-GSTB-CTMS | RAISI
302 | Type of Geotechnical Stabilisation and Reinforcement Components added | Tensioning Cable | Addition | N/A | GE-GSTB-TNCB | RAISI
303 | Type of Geotechnical Stabilisation and Reinforcement Components added | Support Cable | Addition | N/A | GE-GSTB-SUCB | RAISI
304 | Type of Geotechnical Stabilisation and Reinforcement Components added | Bottom Cable | Addition | N/A | GE-GSTB-BTCB | RAISI
305 | Type of Geotechnical Stabilisation and Reinforcement Components added | Post Fixing Bolt | Addition | N/A | GE-GSTB-PFBL | RAISI
306 | Type of Geotechnical Stabilisation and Reinforcement Components added | Fence Mesh | Addition | N/A | GE-GSTB-FNMS | RAISI
307 | Type of Geotechnical Stabilisation and Reinforcement Components added | Mesh | Addition | N/A | GE-GSTB-MESH | RAISI
308 | Type of Geotechnical Stabilisation and Reinforcement Components added | Soil Nail | Addition | N/A | GE-GSTB-SLNL | RAISI
309 | Type of Geotechnical Stabilisation and Reinforcement Components added | Shotcrete | Addition | N/A | GE-GSTB-SHCR | RAISI
310 | Type of Geotechnical Stabilisation and Reinforcement Components added | Geogrid Reinforcement | Addition | N/A | GE-GSTB-GGRF | RAISI
311 | Type of Geotechnical Stabilisation and Reinforcement Components added | Matting | Addition | N/A | GE-GSTB-MTTG | RAISI
312 | Type of Geotechnical Stabilisation and Reinforcement Components added | Mattress mesh | Addition | N/A | GE-GSTB-MTMH | RAISI
313 | Type of Geotechnical Stabilisation and Reinforcement Components added | Paving / Rock Facing | Addition | N/A | GE-GSTB-PVRF | RAISI
314 | Type of Geotechnical Stabilisation and Reinforcement Components added | Rock Mattress | Addition | N/A | GE-GSTB-RCMT | RAISI
315 | Type of Geotechnical Stabilisation and Reinforcement Components added | Steel Reinforced Matting | Addition | N/A | GE-GSTB-SRMT | RAISI
316 | Type of Geotechnical Stabilisation and Reinforcement Components added | Lightweight Fill | Addition | N/A | GE-GSTB-LWFL | RAISI
317 | Type of HVAC System Components added | Air Vent | Addition | N/A | AC-HVSC-AVNT | RAISI
318 | Type of HVAC System Components added | Jet Fan | Addition | N/A | AC-HVSC-JFAN | RAISI
319 | Type of Hydraulic System Components added | Hydraulic Control | Addition | N/A | ME-HSCP-HYCT | RAISI
320 | Type of Hydraulic System Components added | Hydraulic Power Unit | Addition | N/A | ME-HSCP-HYPU | RAISI
321 | Type of Hydraulic System Components added | Hydraulic Actuator | Addition | N/A | ME-HSCP-HYAU | RAISI
322 | Type of Hydraulic System Components added | Hydraulic Track Drive Unit | Addition | N/A | ME-HSCP-HDTU | RAISI
323 | Type of Land added | Contaminated Land | Addition | N/A | LP-LAND-CLND | RAISI
324 | Type of Lifting & Handling System Component added | Lifting Beam | Addition | N/A | ME-HLSC-LFTB | RAISI
325 | Type of Lifting & Handling System Component added | Lifting Platform | Addition | N/A | ME-HLSC-LFTP | RAISI
326 | Type of Lifting & Handling System Component added | Lift Control | Addition | N/A | ME-HLSC-LCNT | RAISI
327 | Type of Lifting & Handling System Component added | Lift Door | Addition | N/A | ME-HLSC-LDOR | RAISI
328 | Type of Lifting & Handling System Component added | Lift Motor | Addition | N/A | ME-HLSC-LMTR | RAISI
329 | Type of Lighting System added | Navigational Lighting System | Addition | N/A | LT-LGTF-LTNN | RAISI
330 | Type of Lighting System added | Architectural Lighting System | Addition | N/A | LT-LGTF-LARC | RAISI
331 | Type of Lighting System added | Tunnel lighting system | Addition | N/A | LT-LGTF-LTNL | RAISI
332 | Type of Lighting System added | Emergency lighting system | Addition | N/A | LT-LGTF-LEMG | RAISI
333 | Type of Lighting System added | General lighting system | Addition | N/A | LT-LGTF-LGEN | RAISI
334 | Type of Lighting System added | Corridor Lighting System | Addition | N/A | LT-LGTF-LCRD | RAISI
335 | Type of Lighting System added | Evacuation Lighting System | Addition | N/A | LT-LGTF-LEVA | RAISI
336 | Type of Longitudinal Pavement Marking added | Dividing Line | Addition | N/A | PK-PMKL-DLNE | RAISI
337 | Type of Longitudinal Pavement Marking added | Edge Line | Addition | N/A | PK-PMKL-ELNE | RAISI
338 | Type of Longitudinal Pavement Marking added | Lane Line | Addition | N/A | PK-PMKL-LLNE | RAISI
339 | Type of Measuring Device added | Inclinometer | Addition | N/A | MB-MEAD-INCL | RAISI
340 | Type of Measuring Device added | Piezometer | Addition | N/A | MB-MEAD-PIEZ | RAISI
341 | Type of Measuring Device added | Ammeter | Addition | N/A | MB-MEAD-AMTR | RAISI
342 | Type of Measuring Device added | Windsock Assembly | Addition | N/A | MB-MEAD-WSKA | RAISI
343 | Type of Measuring Device added | Windsock | Addition | N/A | MB-MEAD-WSKO | RAISI
344 | Type of Measuring Device added | Water Meter | Addition | N/A | MB-MEAD-WMTR | RAISI
345 | Type of Measuring Device added | Pressure Guage | Addition | N/A | MB-MEAD-PRSG | RAISI
346 | Type of Measuring Device added | Energy Meter | Addition | N/A | MB-MEAD-EGMR | RAISI
347 | Type of Measuring Device added | Pluviometer | Addition | N/A | MB-MEAD-PLUV | RAISI
348 | Type of Mechnical System Components added | Gear Rack | Addition | N/A | ME-MCSY-GRCK | RAISI
349 | Type of Mechnical System Components added | Locking Mechanism | Addition | N/A | ME-MCSY-LKMH | RAISI
350 | Type of Mechnical System Components added | Mechanical Power Transmission | Addition | N/A | ME-MCSY-MCPT | RAISI
351 | Type of Mechnical System Components added | Release Mechanism | Addition | N/A | ME-MCSY-RLMH | RAISI
352 | Type of Mechnical System Components added | Equipment Drainage | Addition | N/A | ME-MCSY-EQDG | RAISI
353 | Type of Mechnical System Components added | Trunnion Bearing and Shaft | Addition | N/A | ME-MCSY-TBAS | RAISI
354 | Type of Monitoring System added | Noise Monitoring System | Addition | N/A | MW-MONS-NOMS | RAISI
355 | Type of Monitoring System added | Structural Monitoring System | Addition | N/A | MW-MONS-SMSS | RAISI
356 | Type of Network Interface added | Radio Modem | Addition | N/A | NE-NEIN-RMDM | RAISI
357 | Type of Network Interface added | Communications Node | Addition | N/A | NE-NEIN-CNND | RAISI
358 | Type of Operational Control System added | Tunnel Service Facility Control System | Addition | N/A | OC-OPCS-TSFC | RAISI
359 | Type of Pump added | Fire Pump | Addition | N/A | FP-PUMP-FPMP | RAISI
360 | Type of Retaining Wall System added | Breakwater | Addition | N/A | RS-RTWS-BREA | RAISI
361 | Type of Safety Barrier added | Vehicle Barrier | Addition | N/A | BA-SFBR-VEBA | RAISI
362 | Type of Safety Barrier added | Moveable Physical Barrier | Addition | N/A | BA-SFBR-MBPB | RAISI
363 | Type of Safety Barrier added | Pedestrian Barrier | Addition | N/A | BA-SFBR-PEBA | RAISI
364 | Type of Safety Barrier added | Anti-throw Barrier | Addition | N/A | BA-SFBR-ATBA | RAISI
365 | Type of Security Access added | Manual Door Lock | Addition | N/A | SY-SEAC-MDLK | RAISI
366 | Type of Security Access added | Site ID Label | Addition | N/A | SY-SEAC-SIDL | RAISI
367 | Type of Sensors & Detectors added | Radar | Addition | N/A | MW-SEDT-RADA | RAISI
368 | Type of Sensors & Detectors added | Ground Movement Sensor | Addition | N/A | MW-SEDT-GMVS | RAISI
369 | Type of Sensors & Detectors added | Groundwater Sensor | Addition | N/A | MW-SEDT-GRWS | RAISI
370 | Type of Sensors & Detectors added | Lidar | Addition | N/A | MW-SEDT-LIDR | RAISI
371 | Type of Sensors & Detectors added | Piezo | Addition | N/A | MW-SEDT-PEZO | RAISI
372 | Type of Sensors & Detectors added | Infra Red Traffic Logger | Addition | N/A | MW-SEDT-TIRT | RAISI
373 | Type of Sensors & Detectors added | Photoelectric Cell | Addition | N/A | MW-SEDT-PECL | RAISI
374 | Type of Sensors & Detectors added | Float Switch | Addition | N/A | MW-SEDT-FLSW | RAISI
375 | Type of Sensors & Detectors added | Thermal Camera | Addition | N/A | MW-SEDT-THMC | RAISI
376 | Type of Static Signage added | Exit | Addition | N/A | NG-SIGN-EXIT | RAISI
377 | Type of Storage Tank added | Holding Tank | Addition | N/A | BF-STNK-HTNK | RAISI
378 | Type of Storage Tank added | Rainwater Tank | Addition | N/A | BF-STNK-RTNK | RAISI
379 | Type of Storage Tank added | Water Tank | Addition | N/A | BF-STNK-WTNK | RAISI
380 | Type of Storage Tank added | Fire Foam Tank | Addition | N/A | BF-STNK-FFTK | RAISI
381 | Type of Storage Tank added | Fuel Tank | Addition | N/A | BF-STNK-FLTK | RAISI
382 | Type of Storage Tank added | Fire Water Tank | Addition | N/A | BF-STNK-FWTK | RAISI
383 | Type of Storage Tank added | Gas Cylinder | Addition | N/A | BF-STNK-GCYL | RAISI
384 | Type of Structural Protection System added | Batter Protection | Addition | N/A | SS-STPY-BATP | RAISI
385 | Type of Structural Protection System added | Paint Protection | Addition | N/A | SS-STPY-PNTP | RAISI
386 | Type of Substructure Elements added | Pile | Addition | N/A | SS-SBEL-PILE | RAISI
387 | Type of Substructure Elements added | Pad Footing | Addition | N/A | SS-SBEL-PDFT | RAISI
388 | Type of Substructure Elements added | Substructure Slab | Addition | N/A | SS-SBEL-SBSL | RAISI
389 | Type of Substructure Elements added | Pile Cap | Addition | N/A | SS-SBEL-PLCP | RAISI
390 | Type of Substructure Elements added | Substructure Column | Addition | N/A | SS-SBEL-SBCL | RAISI
391 | Type of Substructure Elements added | Wingwall | Addition | N/A | SS-SBEL-WGWL | RAISI
392 | Type of Substructure Elements added | Headstock | Addition | N/A | SS-SBEL-HDSK | RAISI
393 | Type of Symbolic Pavement Marking added | Holding Line | Addition | N/A | PK-PMKS-HLDG | RAISI
394 | Type of Symbolic Pavement Marking added | Keep Clear Line | Addition | N/A | PK-PMKS-KCLR | RAISI
395 | Type of Symbolic Pavement Marking added | Stop Line | Addition | N/A | PK-PMKS-STPL | RAISI
396 | Type of Traffic Control and Surveillance Equipment added | Closed/Open Signal | Addition | N/A | SU-TCSE-COSG | RAISI
397 | Type of Traffic Control and Surveillance Equipment added | Emergency Closure Button | Addition | N/A | SU-TCSE-ECBT | RAISI
398 | Type of Traffic Control and Surveillance Equipment added | Message Selector | Addition | N/A | SU-TCSE-MSGS | RAISI
399 | Type of Traffic Site Infrastructure Fixture added | Cable Segment | Addition | N/A | SU-TSIF-CBSG | RAISI
400 | Type of Traffic Site Infrastructure Fixture added | Phone Structure | Addition | N/A | SU-TSIF-PHST | RAISI
401 | Type of Traffic Site Infrastructure Fixture added | Road Plate | Addition | N/A | SU-TSIF-RDPL | RAISI
402 | Type of Trench & Pit System added | Pit Cover | Addition | N/A | SR-TPIT-PTCV | RAISI
403 | Type of Truck added | Fire Safety Truck | Addition | N/A | VH-TRUC-FRFS | RAISI
404 | Type of Valve added | Gate Valve | Addition | N/A | FP-VALV-VALG | RAISI
405 | Type of Valve added | Isolation Valve | Addition | N/A | FP-VALV-VISO | RAISI
406 | Type of Valve added | Backflow Prevention Valve | Addition | N/A | FP-VALV-VRPZ | RAISI
407 | Type of Valve added | Valve Panel | Addition | N/A | FP-VALV-VPNL | RAISI
408 | Type of Valve added | Pressure Reducing Valve | Addition | N/A | FP-VALV-VPRV | RAISI
409 | Type of Wall Structure added | Gabion Wall | Addition | N/A | SS-WALL-GBWL | RAISI
410 | Type of Wall Structure added | Crib Wall | Addition | N/A | SS-WALL-CBWL | RAISI
411 | Type of Wall Structure added | Brick Wall | Addition | N/A | SS-WALL-BRWL | RAISI
412 | Type of Wall Structure added | Continuous Pile Wall | Addition | N/A | SS-WALL-CPWL | RAISI
413 | Type of Wall Structure added | Dry Stone Wall | Addition | N/A | SS-WALL-DSWL | RAISI
414 | Type of Wall Structure added | Mass Block Wall | Addition | N/A | SS-WALL-MBWL | RAISI
415 | Type of Wall Structure added | Piles and Panel Wall | Addition | N/A | SS-WALL-PPWL | RAISI
416 | Type of Wall Structure added | Reinforced Concrete Wall | Addition | N/A | SS-WALL-RCWL | RAISI
417 | Type of Wall Structure added | Reinforced Earth Wall | Addition | N/A | SS-WALL-REWL | RAISI
418 | Type of Wall Structure added | Sheet Pile Wall | Addition | N/A | SS-WALL-SPWL | RAISI
419 | Type of Wall Structure added | Timber Wall | Addition | N/A | SS-WALL-TBWL | RAISI
420 | Type of Wall Structure added | Geogrid Wall | Addition | N/A | SS-WALL-GGWL | RAISI
421 | Type of Wall Structure added | Steel Mesh Rock Wall | Addition | N/A | SS-WALL-SMWL | RAISI
422 | Type of Wall Structure added | Glass Wall | Addition | N/A | SS-WALL-GLWL | RAISI
423 | Type of Wall Structure Component added | Post | Addition | N/A | SS-WLCP-POST | RAISI
424 | Type of Wall Structure Component added | Panel | Addition | N/A | SS-WLCP-PANL | RAISI
425 | Type of Water Treatment System and Discharge Areas added | Water Treatment System | Addition | N/A | WC-WATT-WTSY | RAISI
426 | Type of Water Treatment System and Discharge Areas added | Disinfection System | Addition | N/A | WC-WATT-DISS | RAISI
427 | Type of Water Treatment System and Discharge Areas added | Effluent Dispersal Area | Addition | N/A | WC-WATT-EFDA | RAISI
428 | Type of Water Treatment System and Discharge Areas added | Drainage Catchment Area | Addition | N/A | WC-WATT-DNCA | RAISI
429 | Type of Water Treatment System and Discharge Areas added | Disinfectant | Addition | N/A | WC-WATT-DISN | RAISI
430 | Technical description for pavement system added | Asset System | Addition | N/A | A structural system designed to provide a durable, load-bearing surface for vehicular traffic, consisting of multiple layers including subgrade, sub-base, base, and wearing surface. | Asset Information Team
431 | Updated ISO mapping for Gantry Structure | Asset classification | Update | System | Element | DE Team
432 | Updated ISO mapping for Overhead Wiring Structure | Asset classification | Update | System | Element | DE Team
433 | Updated ISO mapping for Tower Structure | Asset classification | Update | System | Element | DE Team
434 | Updated system description for asset class: Base | System description | Update | Pavement | Pavement System | DE Team
435 | Updated system description for asset class: Natural Subgrade | System description | Update | Pavement | Pavement System | DE Team
436 | Updated system description for asset class: Sub Base | System description | Update | Pavement | Pavement System | DE Team
437 | Updated system description for asset class: Wearing Surface | System description | Update | Pavement | Pavement System | DE Team
438 | Updated system description for asset class: Pavement | System description | Update | Pavement | Pavement System | DE Team
439 | Updated ISO Mapping for asset class: Pavement | Asset classification | Update | System | Product | DE Team
440 | Updated ISO Mapping for asset class: Platform Door | Asset classification | Update | System | Product | DE Team
441 | Updated ISO Mapping for asset class: Interior Space | Asset classification | Update | Entity | Space | DE Team
442 | Updated ISO Mapping for asset class: Interchange | Asset classification | Update | Entity | Complex | DE Team
443 | Updated ISO Mapping for asset class: School Zone | Asset classification | Update | Complex | Space | DE Team
444 | Updated ISO Mapping for asset class: Fleet Body (Structure) | Asset classification | Update | System | Entity | DE Team
445 | Updated ISO Mapping for asset class: Data Asset | Asset classification | Update | No Mapping | Entity | DE Team
446 | Updated ISO Mapping for asset class:Model | Model | Update | No Mapping | Information Asset | DE Team
447 | Updated ISO Mapping for asset class:Data Product | Data Product | Update | No Mapping | Product | DE Team
448 | Updated ISO Mapping for asset class:Copyright | Copyright | Update | No Mapping | Intellectual Property | DE Team
449 | Updated ISO Mapping for asset class:Customer Research & Product Development | Customer Research & Product Development | Update | No Mapping | Product | DE Team
450 | Updated ISO Mapping for asset class:Trademark | Trademark | Update | No Mapping | Intellectual Property | DE Team
451 | Updated ISO Mapping for asset class:Patent | Patent | Update | No Mapping | Intellectual Property | DE Team
452 | Updated ISO Mapping for asset class:Transport Strategy & Plan | Transport Strategy & Plan | Update | No Mapping | Intellectual Property | DE Team
453 | Updated ISO Mapping for asset class:Biodiversity Credits | Biodiversity Credits | Update | No Mapping | Legal | DE Team
454 | Updated ISO Mapping for asset class:Contract | Contract | Update | No Mapping | Legal | DE Team
455 | Updated ISO Mapping for asset class:Easement | Easement | Update | No Mapping | Legal | DE Team
456 | Updated ISO Mapping for asset class:Asset Management System | Asset Management System | Update | No Mapping | System | DE Team
457 | Updated ISO Mapping for asset class:Environmental Management System | Environmental Management System | Update | No Mapping | System | DE Team
458 | Updated ISO Mapping for asset class:Financial Management System | Financial Management System | Update | No Mapping | System | DE Team
459 | Updated ISO Mapping for asset class:Knowledge Management System | Knowledge Management System | Update | No Mapping | System | DE Team
460 | Updated ISO Mapping for asset class:Learning & Development | Learning & Development | Update | No Mapping | Management Resource | DE Team
461 | Updated ISO Mapping for asset class:Procurement Management System | Procurement Management System | Update | No Mapping | System | DE Team
462 | Updated ISO Mapping for asset class:Quality Management System | Quality Management System | Update | No Mapping | System | DE Team
463 | Updated ISO Mapping for asset class:Risk Management System | Risk Management System | Update | No Mapping | System | DE Team
464 | Updated ISO Mapping for asset class:Safety Management System | Safety Management System | Update | No Mapping | System | DE Team
465 | Updated ISO Mapping for asset class:Software Platform | Software Platform | Update | No Mapping | Software | DE Team
466 | Updated ISO Mapping for asset class:Software Instance | Software Instance | Update | No Mapping | Software | DE Team
467 | Updated ISO Mapping for asset class:Tooling | Tooling | Update | No Mapping | Tools and Equipment | DE Team
468 | Updated ISO Mapping for asset class:Decanting Machine | Decanting Machine | Update | Product | Tools and Equipment | DE Team
469 | Updated ISO Mapping for asset class:Milling Machine | Milling Machine | Update | Product | Tools and Equipment | DE Team
470 | Updated ISO Mapping for asset class:Water Treatment System and Discharge Areas | Water Treatment System and Discharge Areas | Update | System | Space | DE Team
471 | Removed Type of Bridge Bearing | Enclosed/ Concealed Bearing | Removed | BR-BRBE-ECBE |  | DE Team
472 | Removed Type of Bridge Bearing | Metal Expansion Bearing | Removed | BR-BRBE-MEBE |  | DE Team
473 | Removed Type of Bridge Bearing | Metal Fixed Bearing | Removed | BR-BRBE-MFBE |  | DE Team
Version Update 3.00
| Change Description | Tab/System/Class/Type/Attribute/Value - Description | Change Type | Old Value | New Value | Requestor
1 | Updated name of tab "Class Specific Attributes" to "Asset Type of" | Asset Type of | Update | Class Specific Attributes | Asset Type of | ACS Extension
2 | Updated name of tab "Value Lists" to "Value Lists-B" | Value Lists-B | Update | Value Lists | Value Lists-B | ACS Extension
3 | Added new tab "Value Lists-A" | Value Lists-A | Addition | N/A | Value Lists-A | ACS Extension
4 | Added new tab "Class Specific Attributes" | Class Specific Attributes | Addition | N/A | Class Specific Attributes | ACS Extension
5 | Added 977 new attributes to "Class Specific Attributes" | N/A | Addition | N/A | See Class Specific Attributes tab | ACS Extension
6 | Added 1270 attribute values to "Value Lists-A" | N/A | Addition | N/A | See Class Specific Value Lists-A | ACS Extension
7 | Updated Units of Measurement & Legend Descriptions | Sections 4 continued and 5 | Update | N/A | See Sections 4 continued and 5 | ACS Extension
8 | Asset System updated | Compressed Air | Update | CP | CA | ACS Extension
9 | Asset System updated | Plant | Update | FX | FP | ACS Extension
10 | Asset System updated | Vertical Transport | Update | VA | VT | ACS Extension
11 | Asset System Added | Data Assets | Addition | N/A | DA | ACS Extension
12 | Asset System Added | Intellectual Property | Addition | N/A | IP | ACS Extension
13 | Asset System Added | Legal and Financial Instruments | Addition | N/A | LI | ACS Extension
14 | Asset System Added | Management Systems | Addition | N/A | MS | ACS Extension
15 | Asset System Added | Software and Tooling | Addition | N/A | SO | ACS Extension
16 | Asset Classification updated | Pavement | Update | RO-PVMT | PV-PVMT | ACS Extension
17 | Asset Classification added | Base | Addition | N/A | PV-PLBS | ACS Extension
18 | Asset Classification added | Natural Subgrade | Addition | N/A | PV-PLNS | ACS Extension
19 | Asset Classification added | Sub Base | Addition | N/A | PV-PLSB | ACS Extension
20 | Asset Classification added | Wearing Surface | Addition | N/A | PV-PLWS | ACS Extension
21 | Asset Classification added | School Zone | Addition | N/A | LP-SZON | ACS Extension
22 | Asset Classification added | Data Asset | Addition | N/A | DA-IDAT | ACS Extension
23 | Asset Classification added | Model | Addition | N/A | DA-IMOD | ACS Extension
24 | Asset Classification added | Data Product | Addition | N/A | DA-PROD | ACS Extension
25 | Asset Classification added | Copyright | Addition | N/A | IP-COPY | ACS Extension
26 | Asset Classification added | Customer Research & Product Development | Addition | N/A | IP-CUST | ACS Extension
27 | Asset Classification added | Trademark | Addition | N/A | IP-ITRA | ACS Extension
28 | Asset Classification added | Patent | Addition | N/A | IP-PTNT | ACS Extension
29 | Asset Classification added | Transport Strategy & Plan | Addition | N/A | IP-STRT | ACS Extension
30 | Asset Classification added | Biodiversity Credits | Addition | N/A | LI-BIOD | ACS Extension
31 | Asset Classification added | Contract | Addition | N/A | LI-CONT | ACS Extension
32 | Asset Classification added | Easement | Addition | N/A | LI-EMST | ACS Extension
33 | Asset Classification added | Asset Management System | Addition | N/A | MS-AMSY | ACS Extension
34 | Asset Classification added | Environmental Management System | Addition | N/A | MS-EMSY | ACS Extension
35 | Asset Classification added | Financial Management System | Addition | N/A | MS-FMSY | ACS Extension
36 | Asset Classification added | Knowledge Management System | Addition | N/A | MS-KMSY | ACS Extension
37 | Asset Classification added | Learning & Development | Addition | N/A | MS-LDEY | ACS Extension
38 | Asset Classification added | Procurement Management System | Addition | N/A | MS-PMSY | ACS Extension
39 | Asset Classification added | Quality Management System | Addition | N/A | MS-QMSY | ACS Extension
40 | Asset Classification added | Risk Management System | Addition | N/A | MS-RMSY | ACS Extension
41 | Asset Classification added | Safety Management System | Addition | N/A | MS-SMSY | ACS Extension
42 | Asset Classification added | Software Platform | Addition | N/A | SO-SFPL | ACS Extension
43 | Asset Classification added | Software Instance | Addition | N/A | SO-SINT | ACS Extension
44 | Asset Classification added | Tooling | Addition | N/A | SO-TOOL | ACS Extension
| Asset Classification description updated | Trench & Pit System | Update | A signal, marker or guidance equipment which aids the traveller in navigation, usually used in nautical travel. | Excavations used to lay down utility lines for services such as water, gas, electricity, and telecommunications. | ACS Extension
45 | Asset Classification removed | Maintainable Segment | Remove | N/A | RO-MSEG | ACS Extension
46 | Type of Air Conditioning System added | Central | Addition | N/A | AC-ACON-CTRL | ACS Extension
47 | Type of Air Conditioning System added | Portable | Addition | N/A | AC-ACON-PRTB | ACS Extension
48 | Type of Air Conditioning System added | Window | Addition | N/A | AC-ACON-WDOW | ACS Extension
49 | Type of Air Conditioning System added | Wall Mounted | Addition | N/A | AC-ACON-WLMT | ACS Extension
50 | Type of Audio Equipment added | Audio Interface Controller | Addition | N/A | AU-AUEQ-AICT | ACS Extension
51 | Type of Audio Equipment added | Media Converter | Addition | N/A | AU-AUEQ-MECV | ACS Extension
52 | Type of Audio Equipment added | Media Gateway | Addition | N/A | AU-AUEQ-MEGW | ACS Extension
53 | Type of Basin added | Bioretention Basin | Addition | N/A | DG-BSIN-BBSN | ACS Extension
54 | Type of Bridge added | Major Culvert | Addition | N/A | BR-BRDG-MCUL | ACS Extension
55 | Type of Bridge Abutment added | Anchored Abutment | Addition | N/A | BR-BRAB-AABT | ACS Extension
56 | Type of Bridge Abutment added | Counterfort Wall Abutment | Addition | N/A | BR-BRAB-CFBT | ACS Extension
57 | Type of Bridge Abutment added | Cantilever Retaining Wall | Addition | N/A | BR-BRAB-CRWL | ACS Extension
58 | Type of Bridge Abutment added | Gravity Abutment | Addition | N/A | BR-BRAB-GRBT | ACS Extension
59 | Type of Bridge Abutment added | Pile Bent Abutment | Addition | N/A | BR-BRAB-PBBT | ACS Extension
60 | Type of Bridge Abutment added | Propped Abutment | Addition | N/A | BR-BRAB-PRBT | ACS Extension
61 | Type of Bridge Abutment added | Spill Through Abutment | Addition | N/A | BR-BRAB-STBT | ACS Extension
62 | Type of Bridge Abutment added | Tie-Back Abutment | Addition | N/A | BR-BRAB-TBBT | ACS Extension
63 | Type of Bridge Abutment added | U-Abutment | Addition | N/A | BR-BRAB-UABT | ACS Extension
64 | Type of Bridge Bearing added | Enclosed/ Concealed Bearing | Addition | N/A | BR-BRBE-ECBE | ACS Extension
65 | Type of Bridge Bearing added | Elastomeric Bearing Pad | Addition | N/A | BR-BRBE-ELBP | ACS Extension
66 | Type of Bridge Bearing added | Metal Expansion Bearing | Addition | N/A | BR-BRBE-MEBE | ACS Extension
67 | Type of Bridge Bearing added | Metal Fixed Bearing | Addition | N/A | BR-BRBE-MFBE | ACS Extension
68 | Type of Bridge Deck added | Beam | Addition | N/A | BR-BRDE-BEAM | ACS Extension
69 | Type of Bridge Deck added | Cellular | Addition | N/A | BR-BRDE-CELR | ACS Extension
70 | Type of Bridge Deck added | Orthotropic Deck | Addition | N/A | BR-BRDE-ORTD | ACS Extension
71 | Type of Bridge Deck added | Slab | Addition | N/A | BR-BRDE-SLAB | ACS Extension
72 | Type of Bridge Foundation added | Car Park - At Grade Commuter | Addition | N/A | BR-BRFD-DEEP | ACS Extension
73 | Type of Bridge Foundation added | Shallow | Addition | N/A | BR-BRFD-SHWL | ACS Extension
74 | Type of Bridge Joint added | Assembly | Addition | N/A | BR-BRJT-ASSM | ACS Extension
75 | Type of Bridge Joint added | Compression | Addition | N/A | BR-BRJT-COMP | ACS Extension
76 | Type of Bridge Joint added | Pourable | Addition | N/A | BR-BRJT-POUR | ACS Extension
77 | Type of Bridge Pier added | Cantilevered | Addition | N/A | BR-BRPE-CANT | ACS Extension
78 | Type of Bridge Pier added | Free | Addition | N/A | BR-BRPE-FREE | ACS Extension
79 | Type of Bridge Pier added | Fixed | Addition | N/A | BR-BRPE-FXED | ACS Extension
80 | Type of Bridge Pier added | Masonry | Addition | N/A | BR-BRPE-MSNR | ACS Extension
81 | Type of Bridge Pier added | Open | Addition | N/A | BR-BRPE-OPEN | ACS Extension
82 | Type of Bridge Pier added | Solid | Addition | N/A | BR-BRPE-SLID | ACS Extension
83 | Type of Bridge Pier added | V Shaped | Addition | N/A | BR-BRPE-VSHA | ACS Extension
84 | Type of Bridge Span added | Brace | Addition | N/A | BR-BRSP-BRAC | ACS Extension
85 | Type of Bridge Span added | Culvert | Addition | N/A | BR-BRSP-CLVR | ACS Extension
86 | Type of Bridge Span added | Diaphragm | Addition | N/A | BR-BRSP-DIAP | ACS Extension
87 | Type of Bridge Span added | Girder | Addition | N/A | BR-BRSP-GIRD | ACS Extension
88 | Type of Bridge Span added | Arch | Addition | N/A | BR-BRSP-SARC | ACS Extension
89 | Type of Bridge Span added | Beam | Addition | N/A | BR-BRSP-SBEA | ACS Extension
90 | Type of Bridge Span added | Slab | Addition | N/A | BR-BRSP-SSLA | ACS Extension
91 | Type of Bridge Span added | Stringer | Addition | N/A | BR-BRSP-STRI | ACS Extension
92 | Type of Buffer Stop added | Fixed Train Arrestor | Addition | N/A | TR-BUFS-FIXE | ACS Extension
93 | Type of Buffer Stop added | Friction Train Arrestor | Addition | N/A | TR-BUFS-FRIC | ACS Extension
94 | Type of Buffer Stop added | Hydraulic Train Arrestor | Addition | N/A | TR-BUFS-HYDR | ACS Extension
95 | Type of Car Park added | Underground | Addition | N/A | LP-CPRK-UNDE | ACS Extension
96 | Type of Catering Equipment System (Fleet) added | Cabinet | Addition | N/A | OF-CATS-CABI | ACS Extension
97 | Type of Catering Equipment System (Fleet) added | Oven | Addition | N/A | OF-CATS-COVE | ACS Extension
98 | Type of Catering Equipment System (Fleet) added | Table / Bench | Addition | N/A | OF-CATS-CTAB | ACS Extension
99 | Type of Catering Equipment System (Fleet) added | Fridge / Freezer | Addition | N/A | OF-CATS-FREZ | ACS Extension
100 | Type of Catering Equipment System (Fleet) added | Microwave | Addition | N/A | OF-CATS-MWAV | ACS Extension
101 | Type of Catering Equipment System (Fleet) added | Service Trolley | Addition | N/A | OF-CATS-STRL | ACS Extension
102 | Type of Culvert added | Arch | Addition | N/A | DG-CULV-ARCH | ACS Extension
103 | Type of Culvert added | Box | Addition | N/A | DG-CULV-CBOX | ACS Extension
104 | Type of Culvert added | Composite | Addition | N/A | DG-CULV-CMPT | ACS Extension
105 | Type of Culvert added | Pipe | Addition | N/A | DG-CULV-PIPE | ACS Extension
106 | Type of Data Asset added | Source | Addition | N/A | DA-IDAT-SOUC | ACS Extension
107 | Type of Data Asset added | Derived | Addition | N/A | DA-IDAT-DRVD | ACS Extension
108 | Type of Data Asset added | BIM | Addition | N/A | DA-IDAT-BIMM | ACS Extension
109 | Type of Data Product added | Application Front End | Addition | N/A | DA-PROD-APFE | ACS Extension
110 | Type of Data Product added | Dashboard | Addition | N/A | DA-PROD-DASH | ACS Extension
111 | Type of Derailer added | Powered | Addition | N/A | TR-DERL-PWRD | ACS Extension
112 | Type of Derailer added | Split Rail | Addition | N/A | TR-DERL-SRAL | ACS Extension
113 | Type of Derailer added | Wedge | Addition | N/A | TR-DERL-WEDG | ACS Extension
114 | Type of Earthing System added | Earth Dispatcher | Addition | N/A | PO-ERTH-EADP | ACS Extension
115 | Type of Earthing System added | Earth Electrode | Addition | N/A | PO-ERTH-EAEL | ACS Extension
116 | Type of Earthing System added | Neutral Earth Resistor | Addition | N/A | PO-ERTH-NEUT | ACS Extension
117 | Type of Earthing System added | Rail Earth Contactor | Addition | N/A | PO-ERTH-REAC | ACS Extension
118 | Type of Electronic Sign System added | School Zone Warning | Addition | N/A | NA-ESGN-SCHO | ACS Extension
119 | Type of Escalator added | Inclined Escalator | Addition | N/A | VT-ESCL-INES | ACS Extension
120 | Type of Escalator added | Travellator | Addition | N/A | VT-ESCL-TRAV | ACS Extension
121 | Type of EV Charging Station added | Level 4 Fast Charge (up to 350kW) | Addition | N/A | PO-EVCH-FTCH | ACS Extension
122 | Type of EV Charging Station added | Level 3 Fast - Three Phase (up to 22kW) | Addition | N/A | PO-EVCH-FTPH | ACS Extension
123 | Type of EV Charging Station added | Level 2 Slow - Single Phase (up to 7kW) | Addition | N/A | PO-EVCH-SLSP | ACS Extension
124 | Type of EV Charging Station added | Level 1 - Single Phase (up to 3.7kW) | Addition | N/A | PO-EVCH-VSSP | ACS Extension
125 | Type of Facades added | Cladding | Addition | N/A | BL-FCDS-CLDG | ACS Extension
126 | Type of Facades added | Curtain Walls | Addition | N/A | BL-FCDS-CRTW | ACS Extension
127 | Type of Facades added | External Thermal Insulation | Addition | N/A | BL-FCDS-ETIN | ACS Extension
128 | Type of Facades added | Prefabricated | Addition | N/A | BL-FCDS-PFAB | ACS Extension
129 | Type of Facades added | Panelled | Addition | N/A | BL-FCDS-PNLD | ACS Extension
130 | Type of Facades added | Traditional | Addition | N/A | BL-FCDS-TRAD | ACS Extension
131 | Type of Fire Extinguisher added | Dry Powder | Addition | N/A | FR-FEXT-DryP | ACS Extension
132 | Type of Fire Extinguisher added | C02 | Addition | N/A | FR-FEXT-FECO | ACS Extension
133 | Type of Fire Extinguisher added | Foam | Addition | N/A | FR-FEXT-FOAM | ACS Extension
134 | Type of Fire Extinguisher added | Wet Chemical | Addition | N/A | FR-FEXT-WETC | ACS Extension
135 | Type of Fire Extinguisher added | Water | Addition | N/A | FR-FEXT-WTRE | ACS Extension
136 | Type of Fire Suppression System added | Deluge System | Addition | N/A | FR-FSUP-FDLG | ACS Extension
137 | Type of Furnishing & Fitting Equipment added | Appliances | Addition | N/A | BF-FFEQ-APPL | ACS Extension
138 | Type of Furnishing & Fitting Equipment added | Decorative Item | Addition | N/A | BF-FFEQ-DECI | ACS Extension
139 | Type of Furnishing & Fitting Equipment added | Fixture | Addition | N/A | BF-FFEQ-FIXT | ACS Extension
140 | Type of Furnishing & Fitting Equipment added | Furnishing | Addition | N/A | BF-FFEQ-FNSH | ACS Extension
141 | Type of Furnishing & Fitting Equipment added | Electrical Fixture | Addition | N/A | BF-FFEQ-LFIX | ACS Extension
142 | Type of Furnishing & Fitting Equipment added | Plumbing Fixture | Addition | N/A | BF-FFEQ-PFIX | ACS Extension
143 | Type of Jetty added | Finger Jetty | Addition | N/A | LP-JETY-FJET | ACS Extension
144 | Type of Jetty added | Groin Jetty | Addition | N/A | LP-JETY-GJET | ACS Extension
145 | Type of Landscaping added | Garden Area | Addition | N/A | LP-LSCP-GAAR | ACS Extension
146 | Type of Landscaping added | Tree | Addition | N/A | LP-LSCP-TREE | ACS Extension
147 | Type of Mechanical Smoke Hazard Management System added | Fume Extraction | Addition | N/A | FR-MSHM-FUME | ACS Extension
148 | Type of Mechanical Smoke Hazard Management System added | General Space Ventilation | Addition | N/A | FR-MSHM-GSVE | ACS Extension
149 | Type of Mechanical Smoke Hazard Management System added | Smoke Extraction | Addition | N/A | FR-MSHM-SMEX | ACS Extension
150 | Type of Median added | Intersection Island | Addition | N/A | RO-MEDN-INTI | ACS Extension
151 | Type of Median added | Kerb Blister | Addition | N/A | RO-MEDN-KBLS | ACS Extension
152 | Type of Median added | Median Crossover | Addition | N/A | RO-MEDN-MDCR | ACS Extension
153 | Type of Median added | Roundabout | Addition | N/A | RO-MEDN-ROUN | ACS Extension
154 | Type of Model added | Forecasting | Addition | N/A | DA-IMOD-FORE | ACS Extension
155 | Type of Model added | Propensity | Addition | N/A | DA-IMOD-PNTY | ACS Extension
156 | Type of Model added | Algorithm | Addition | N/A | DA-IMOD-ALGO | ACS Extension
157 | Type of Model added | Transport Model | Addition | N/A | DA-IMOD-TMDL | ACS Extension
158 | Type of Monitoring System added | Cycle Movement Counter | Addition | N/A | MW-MONS-CYCL | ACS Extension
159 | Type of Monitoring System added | Traffic Counter Controller | Addition | N/A | MW-MONS-TRAF | ACS Extension
160 | Type of Network Interface added | Edge Node | Addition | N/A | NE-NEIN-EDGE | ACS Extension
161 | Type of Network Interface added | Integrated Radio & Telephone System | Addition | N/A | NE-NEIN-INTE | ACS Extension
162 | Type of Network Interface added | Responder Unit | Addition | N/A | NE-NEIN-REPU | ACS Extension
163 | Type of Network Interface added | Splitter | Addition | N/A | NE-NEIN-SPLI | ACS Extension
164 | Type of Network Interface added | Wireless Link | Addition | N/A | NE-NEIN-WIRL | ACS Extension
165 | Type of Network Interface added | Wireless Receiver | Addition | N/A | NE-NEIN-WIRR | ACS Extension
166 | Type of Network System added | Local Area Network (LAN) | Addition | N/A | NE-NESY-LOCA | ACS Extension
167 | Type of Network System added | Wide Area Network (WAN) | Addition | N/A | NE-NESY-WIDE | ACS Extension
168 | Type of Pathway added | Footpath | Addition | N/A | RO-PWAY-FOOT | ACS Extension
169 | Type of Pathway added | Separated | Addition | N/A | RO-PWAY-SEPA | ACS Extension
170 | Type of Pathway added | Shared | Addition | N/A | RO-PWAY-SHAR | ACS Extension
171 | Type of Pavement added | Bridge | Addition | N/A | PV-PVMT-BRID | ACS Extension
172 | Type of Pavement added | Flexible | Addition | N/A | PV-PVMT-FLEX | ACS Extension
173 | Type of Pavement added | Rigid | Addition | N/A | PV-PVMT-RIGI | ACS Extension
174 | Type of Power Correction & Regulation added | Isolator | Addition | N/A | PO-POCP-ISOL | ACS Extension
175 | Type of Power Correction & Regulation added | Leeky Feeder | Addition | N/A | PO-POCP-LFED | ACS Extension
176 | Type of Power Correction & Regulation added | Power Inverter | Addition | N/A | PO-POCP-PINV | ACS Extension
177 | Type of Power Correction & Regulation added | Wayside Energy Dissipation Resistor | Addition | N/A | PO-POCP-WAYS | ACS Extension
178 | Type of Rail Detection Equipment added | Data Pickup Unit | Addition | N/A | MW-RDEQ-DATA | ACS Extension
179 | Type of Rail Detection Equipment added | Wheel Sensor | Addition | N/A | MW-RDEQ-WSEN | ACS Extension
180 | Type of Retaining Wall System added | Harbour Wall | Addition | N/A | RS-RTWS-HWAL | ACS Extension
181 | Type of Retaining Wall System added | Rock Groyne | Addition | N/A | RS-RTWS-RKGY | ACS Extension
182 | Type of Retaining Wall System added | Training Wall | Addition | N/A | RS-RTWS-TNWL | ACS Extension
183 | Type of Roof added | Butterfly | Addition | N/A | BL-ROOF-BFLY | ACS Extension
184 | Type of Roof added | Combination | Addition | N/A | BL-ROOF-COMB | ACS Extension
185 | Type of Roof added | Flat | Addition | N/A | BL-ROOF-FLAT | ACS Extension
186 | Type of Roof added | Gambrel | Addition | N/A | BL-ROOF-GAMB | ACS Extension
187 | Type of Roof added | Gable | Addition | N/A | BL-ROOF-GLBE | ACS Extension
188 | Type of Roof added | Hip | Addition | N/A | BL-ROOF-RHIP | ACS Extension
189 | Type of Roof added | Skillion | Addition | N/A | BL-ROOF-SKIL | ACS Extension
190 | Type of Rotables Spare added | Battery Module | Addition | N/A | RA-RSPR-BATM | ACS Extension
191 | Type of Safety Ramp added | Arrestor bed | Addition | N/A | RO-SRMP-ARBD | ACS Extension
192 | Type of Safety Ramp added | Safety Ramp | Addition | N/A | RO-SRMP-SFRP | ACS Extension
193 | Type of Scada System added | Distributed | Addition | N/A | MW-SCAD-DIST | ACS Extension
194 | Type of Scada System added | Internet of Things | Addition | N/A | MW-SCAD-ITOT | ACS Extension
195 | Type of Scada System added | Monolithic | Addition | N/A | MW-SCAD-MONO | ACS Extension
196 | Type of Scada System added | Networked | Addition | N/A | MW-SCAD-NETW | ACS Extension
197 | Type of Security Access added | Digital Door Lock | Addition | N/A | SY-SEAC-DDLK | ACS Extension
198 | Type of Signal System added | Pedestrian Crossing Signal | Addition | N/A | NA-SIGS-PEDE | ACS Extension
199 | Type of Signal System added | Traffic Lantern | Addition | N/A | NA-SIGS-TLNT | ACS Extension
200 | Type of Software Platform added | Source System | Addition | N/A | SO-SFPL-SSYS | ACS Extension
201 | Type of Software Platform added | Geospatial | Addition | N/A | SO-SFPL-GEOS | ACS Extension
202 | Type of Software Platform added | Strategic | Addition | N/A | SO-SFPL-STRT | ACS Extension
203 | Type of Structural Protection System added | Chemical Protection System | Addition | N/A | SS-STPY-CHEM | ACS Extension
204 | Type of Structural Protection System added | Seismic Protection System | Addition | N/A | SS-STPY-SEIS | ACS Extension
205 | Type of Structural Protection System added | Waterproofing System | Addition | N/A | SS-STPY-WPSY | ACS Extension
206 | Type of Structural Support System added | Fixed Support | Addition | N/A | SS-STSS-FXSU | ACS Extension
207 | Type of Structural Support System added | Hanger Support | Addition | N/A | SS-STSS-HASU | ACS Extension
208 | Type of Structural Support System added | Pinned Support | Addition | N/A | SS-STSS-PISU | ACS Extension
209 | Type of Structural Support System added | Roller Support | Addition | N/A | SS-STSS-ROSU | ACS Extension
210 | Type of Structural Support System added | Simple Support | Addition | N/A | SS-STSS-SPSU | ACS Extension
211 | Type of Tactile Indicator added | Detectable Warning Surface | Addition | N/A | NG-TACT-DETE | ACS Extension
212 | Type of Tactile Indicator added | Directional Tactile Indicators | Addition | N/A | NG-TACT-DTIN | ACS Extension
213 | Type of Tactile Indicator added | Warning Tactile Indicators | Addition | N/A | NG-TACT-WARN | ACS Extension
214 | Type of Tooling added | API Gateway | Addition | N/A | SO-TOOL-APIG | ACS Extension
215 | Type of Tooling added | Data Pattern | Addition | N/A | SO-TOOL-DATP | ACS Extension
216 | Type of Tooling added | Ingestion Pipeline | Addition | N/A | SO-TOOL-INGP | ACS Extension
217 | Type of Track Slab added | Base slab with top (infill) slab | Addition | N/A | TR-TRSL-BASE | ACS Extension
218 | Type of Track Slab added | Direct fixation track and ballasted track | Addition | N/A | TR-TRSL-DIRE | ACS Extension
219 | Type of Track Slab added | Floating slab | Addition | N/A | TR-TRSL-FLSB | ACS Extension
220 | Type of Track Slab added | Single slab | Addition | N/A | TR-TRSL-SGSB | ACS Extension
221 | Type of Tunnel added | Mined Tunnel | Addition | N/A | TU-TUNL-MITU | ACS Extension
222 | Type of Wall Panel added | Acoustic | Addition | N/A | TU-TUWP-ACCO | ACS Extension
223 | Type of Wall Panel added | Insulation | Addition | N/A | TU-TUWP-INSU | ACS Extension
224 | Type of Wall Panel added | Suspended | Addition | N/A | TU-TUWP-SUSP | ACS Extension
225 | Type of Water & Sanitary System (Fleet) added | Bilge System | Addition | N/A | OF-WASS-BSYS | ACS Extension
226 | Type of Pavement removed | Base | Remove | RO-PVMT-PLBS | N/A | ACS Extension
227 | Type of Pavement removed | Drainage | Remove | RO-PVMT-PLDR | N/A | ACS Extension
228 | Type of Pavement removed | Inter Layer | Remove | RO-PVMT-PLIL | N/A | ACS Extension
229 | Type of Pavement removed | Natural Subgrade | Remove | RO-PVMT-PLNS | N/A | ACS Extension
230 | Type of Pavement removed | Sub-Base | Remove | RO-PVMT-PLSB | N/A | ACS Extension
231 | Type of Pavement removed | Sub-Grade | Remove | RO-PVMT-PLSG | N/A | ACS Extension
232 | Type of Pavement removed | Selected Material Zone | Remove | RO-PVMT-PLSM | N/A | ACS Extension
233 | Type of Pavement removed | Wearing Surface | Remove | RO-PVMT-PLWS | N/A | ACS Extension
234 | Type of ATON Structure description updated | Type of Aid To Navigation | Updated | Type of ATON Structure | Type of Aid To Navigation | ACS Extension
235 | Type of Marker removed | Fixed Beacon | Remove | NG-ATON-BEAC | N/A | ACS Extension
236 | Type of Marker removed | East Cardinal | Remove | NG-ATON-ECDL | N/A | ACS Extension
237 | Type of Marker removed | Isolated Danger | Remove | NG-ATON-IDAN | N/A | ACS Extension
238 | Type of Marker removed | Lead Light(LL) | Remove | NG-ATON-LEDL | N/A | ACS Extension
239 | Type of Marker removed | Light House | Remove | NG-ATON-LHOS | N/A | ACS Extension
240 | Type of Marker removed | North Cardinal | Remove | NG-ATON-NCDL | N/A | ACS Extension
241 | Type of Marker removed | South Cardinal | Remove | NG-ATON-SCDL | N/A | ACS Extension
242 | Type of Marker removed | Sector | Remove | NG-ATON-SECT | N/A | ACS Extension
243 | Type of Marker removed | Special Mark | Remove | NG-ATON-SPMK | N/A | ACS Extension
244 | Type of Marker removed | Starboard | Remove | NG-ATON-STBD | N/A | ACS Extension
245 | Type of Marker removed | West Cardinal | Remove | NG-ATON-WCDL | N/A | ACS Extension
246 | Type of Marker removed | Port | Remove | NG-ATON-PORT | N/A | ACS Extension
Version Update 2.03
| Change Description | Class/Attribute/Value | Change | Old Value | New Value | Requestor
1 | Class Specific Attribute added | Type of Building | Addition | N/A | Non-Commercial Property Facility | Sydney Trains
2 | Class Specific Attribute added | Type of Drainage System | Addition | N/A | Slotted Surface | Digital Engineering
3 | Class Specific Attribute added | Type of Gate | Addition | N/A | ITS Gate | Digital Engineering
4 | Class Specific Attribute added | Type of Enclosure | Addition | N/A | Station Hub - Enclosure | Sydney Trains
5 | Class Specific Attribute added | Type of Sensors & Detectors | Addition | N/A | pH Sensor | Digital Engineering
6 | Class Specific Attribute added | Type of Sensors & Detectors | Addition | N/A | Pressure Sensor | Digital Engineering
7 | Class Specific Attribute added | Type of Sensors & Detectors | Addition | N/A | Liquid Level Sensor | Digital Engineering
8 | Class Specific Attribute added | Type of Walkway | Addition | N/A | Promenade | Asset Information Team
9 | Class Specific Attribute added | Type of Trailer | Addition | N/A | Tank | Asset Information Team
10 | Class Specific Attribute added | Type of Camera System | Addition | N/A | Body Worn Camera | Point to Point
11 | Class Specific Attribute added | Type of Office Equipment | Addition | N/A | Mobile Phone | Asset Information Team
12 | Class Specific Attribute description updated | Type of Office Equipment | Update | Multi Function Device | Multi Function Printer | Finance & Investment
13 | Class Specific Attribute description updated | Type of Network User Equipment | Update | Mobile Telephone | Telephone | Asset Information Team
14 | Asset Classification added | Maintainable Segment | Addition | N/A | RO-MSEG | Asset Information Team
15 | Asset Classification added | Storage Tank | Addition | N/A | BF-TANK | Asset Information Team
16 | Asset Classification added | Mobile Device Charging Hub | Addition | N/A | PO-MHUB | Sydney Trains
17 | Asset Classification added | Line Marker | Addition | N/A | TV-LMKR | Fleet Services ROM
18 | Asset Classification added | Tar Sprayer | Addition | N/A | TV-TSPY | Fleet Services ROM
19 | Asset Classification added | Water Cart | Addition | N/A | TV-WCRT | Fleet Services ROM
20 | Asset Classification added | Lime Spreader | Addition | N/A | TV-LIME | Fleet Services ROM
21 | Asset System Description updated | Plant | Update | Fixed Plant | Plant | Asset Information Team
22 | Asset System Description updated | Maintenance Machines & Vehicles | Update | Track Machines & Vehicles | Maintenance Machines & Vehicles | Asset Information Team
23 | ISO 12006 Mapping Updated | Shunting Vehicle | Update | Entity | Tools and Equipment | Asset Information Team
24 | ISO 12006 Mapping Updated | Wagon | Update | Entity | Tools and Equipment | Asset Information Team
25 | Updated Asset Category | Aid to Navigation | Update | Linear | Non-Linear | NSW Maritime
26 | Updated Technical Description | Aid to Navigation | Update | A structure designed and constructed to resist the lateral pressure of soil when there is a desired change in ground elevation that exceeds the angle of repose of the soil. | Any sort of signal, markers or guidance equipment which aids the traveller in navigation, usually nautical or aviation travel. | Asset Information Team
27 | Updated Technical Description | Safety Equipment | Update | Equipment or tools used by personnel with the function to ensure the safety of others | Equipment or tools used by personnel with the function to ensure the safety of themselves and others | Finance & Investment
Version Update 2.02 (18th January 2024)
| Change Description | Class/Attribute/Value | Change | Old Value | New Value | Requestor
1 | Asset Classification added | Flame Trap | Addition | N/A | AC-FTRP | Digital Engineering
2 | Asset Classification added | Point of Sale Equipment | Addition | N/A | AC-FTRP | Asset Information Team
3 | Class Specific Attribute added | Type of Point of Sale Equipment | Addition | N/A | Electronic Payment Terminal | Asset Information Team
4 | Class Specific Attribute added | Type of Buses | Addition | N/A | Articulated Bus | Asset Information Team
5 | Class Specific Attribute added | Type of Buses | Addition | N/A | Double Deck Bus | Asset Information Team
6 | Class Specific Attribute added | Type of Buses | Addition | N/A | Long Rigid CAB | Asset Information Team
7 | Class Specific Attribute added | Type of Buses | Addition | N/A | Two Door City Bus | Asset Information Team
8 | Class Specific Attribute added | Type of Buses | Addition | N/A | One Door Urban bus | Asset Information Team
9 | Class Specific Attribute added | Type of Buses | Addition | N/A | School Bus | Asset Information Team
10 | Class Specific Attribute removed | Type of Buses | Delete | N/A | CNG Euro 4 Two Door City Bus (Compressed Natural Gas) | Asset Information Team
11 | Class Specific Attribute removed | Type of Buses | Delete | N/A | CNG Euro 5 Two Door City Bus (Compressed Natural Gas) | Asset Information Team
12 | Class Specific Attribute removed | Type of Buses | Delete | N/A | Diesel Euro 6 14.5 Cab (E) | Asset Information Team
13 | Class Specific Attribute removed | Type of Buses | Delete | N/A | Diesel Euro 6 Two Door City Bus (A) | Asset Information Team
14 | Class Specific Attribute removed | Type of Buses | Delete | N/A | Diesel Euro 6 Double Deck Bus (F) | Asset Information Team
15 | Class Specific Attribute removed | Type of Buses | Delete | N/A | Diesel Euro 6 School Bus Cat. 4 (D) | Asset Information Team
16 | Class Specific Attribute removed | Type of Buses | Delete | N/A | Diesel Euro 6 One Door Urban Bus (B) | Asset Information Team
17 | Class Specific Attribute removed | Type of Buses | Delete | N/A | ZEB 2 Door City Bus (G) (Zero Emission Bus) | Asset Information Team
18 | Class Specific Attribute removed | Type of Buses | Delete | N/A | ZEB School Bus Cat. 4 (J) Zero Emission Bus) | Asset Information Team
19 | Class Specific Attribute removed | Type of Buses | Delete | N/A | ZEB 1 Door Urban Bus (H) (Zero Emission Bus) | Asset Information Team
20 | Updated Value List Values | Asset_Specification_TMC | Update | T MU AM 01009 TI | TS 01500 Technical Maintenance Coding Register | Asset Information Team
21 | Updated Value List Values | Asset_Specification_TMC | Update | Hazardous Material | Hazardous Materials & Contamination Risk | Asset Information Team
22 | Updated Value List Values | Contamination_Risk | Update | Hazardous Material | Hazardous Materials & Contamination Risk | Asset Information Team
23 | Class Specific Attribute added | Type of Battery | Addition | N/A | LV Power & Lighting Systems - Battery | Asset Information Team
24 | Updated Value List Values | Asset_Custodian | Update | Refer to TS 01499 Asset Reference Codes Register; Worksheet - "Asset Custodian" | Refer to TS 01499 Asset Reference Codes Register; Worksheet - "Agencies and Service Prov" | Asset Information Team
25 | Updated Value List Values | Asset_Owner | Update | Refer to TS 01499 Asset Reference Codes Register; Worksheet - "Asset Owner" | Refer to TS 01499 Asset Reference Codes Register; Worksheet - "Agencies and Service Prov" | Asset Information Team
26 | Class Specific Attribute added | Type of Office Equipment | Addition | N/A | Sink | Asset Information Team
27 | Added Filter to Asset Classification sheet | N/A | N/A | N/A | N/A | Sydney Trains
Version Update 2.01 (29th August 2023)
| Change Description | Class/Attribute | Change | Old Value | New Value | Requestor
1 | Asset Classification added | Sound Attenuator | Addition | N/A | AC-SATT | Digital Engineering
2 | Asset Classification added | Shoulder | Addition | N/A | RO-SHLD | Roads Asset Information
3 | Asset Classification added | Link Carriageway | Addition | N/A | RO-CWAY | Roads Asset Information
4 | Asset Classification added | Pump | Addition | N/A | FP-PUMP | Asset Information Team
5 | Asset Classification removed | Road | Delete | RO-ROAD | N/A | Roads Asset Information
6 | Asset Classification description updated | Pavement | Update | A hard, smooth surface on which goods, people, and vehicles may travel. | Three Dimensional road construction layer details | Roads Asset Information
7 | Asset Classification description updated | Transverse Pavement Marking | Update | Chevrons marked on the road that are typically spaced to give drivers the perception that they are speeding up. This perception encourages drivers to be aware of their speeds and to slow down. | Pavement markings that have a static location both (linear) and across (transverse line) the carriageways. For example - stop line, giveway line & pedestrian crossing. | Roads Asset Information
8 | Class Specific Attribute added | Type of Safety Barrier | Addition | N/A | Sight Screen | Asset Information Team
9 | Class Specific Attribute added | Type of Battery | Addition | N/A | LV Power & Lighting Systems - Battery | Asset Information Team
10 | Class Specific Attribute added | Type of Distribution Board | Addition | N/A | Audio/Visual Information Systems | Asset Information Team
11 | Class Specific Attribute added | Type of Distribution Board | Addition | N/A | Busbar | Asset Information Team
12 | Class Specific Attribute added | Type of Distribution Board | Addition | N/A | Communications Network Backbone Systems -Inverter AC | Asset Information Team
13 | Class Specific Attribute added | Type of Power Supply System | Addition | N/A | Rail Signalling-Power Supply | Asset Information Team
14 | Class Specific Attribute added | Type of Camera System | Addition | N/A | Vehicle Emissions Camera | Asset Information Team
15 | Class Specific Attribute added | Type of Camera System | Addition | N/A | Over Height Camera | Asset Information Team
16 | Class Specific Attribute added | Type of Camera System | Addition | N/A | Over Length Camera | Asset Information Team
17 | Class Specific Attribute added | Type of Fleet Detection and Classification System | Addition | N/A | Detection Loop | Digital Engineering
18 | Class Specific Attribute code updated | Type of Safety Barrier | Update | BOLLA | BOLA | Asset Information Team
19 | Class Specific Attribute description updated | Type of Network Interface | Update | Network Communications Systems - Diplexer | Diplexer | Asset Information Team
20 | Class Specific Attribute code updated | Type of Train Set | Update | TMSET | TMST | Asset Information Team
21 | Class Specific Attribute code updated | Type of Trailer | Update | BOAT | TBOT | Asset Information Team
22 | Class Specific Attribute name updated | Type of Link Carriageway | Update | Type of Road | Type of Link Carriageway | Roads Asset Information
23 | Class Specific Attribute code updated | Type of Overhead Wiring Structure | Update | MAST | OHMT | Asset Information Team
24 | Class Specific Attribute code updated | Type of Longitudinal Pavement Marking | Update | MEDN | MEDI | Asset Information Team
25 | Class Specific Attribute code updated | Type of Fire Suppression System | Update | FSUP | FSPS | Asset Information Team
26 | Class Specific Attribute code updated | Type of Navigation System (Fleet) | Update | NAVS | NAVI | Asset Information Team
27 | Class Specific Attribute code updated | Type of Conveyor | Update | CVYR | CVEY | Asset Information Team
28 | Class Specific Attribute removed | Type of Fence | Delete | Wildlife Fence | N/A | Asset Information Team
29 | Class Specific Attribute removed | Type of Fence | Delete | Safety Barrier | N/A | Asset Information Team
30 | Class Specific Attribute removed | Type of Sensors & Detectors | Delete | Dragging Equipment | N/A | Asset Information Team
31 | Asset Classification Type Of column added | N/A | Update | N/A | N/A | Asset Information Team
32 | Type of description updated | Type of Ductwork | Update | Ductwork (HVAC) | Fire Unprotected Air Ducts | Asset Information Team
33 | Class Specific Attribute removed | Type of Air Conditioning System | Delete | ACDS | N/A | Asset Information Team
34 | Class Specific Attribute removed | Type of Bogie System (Fleet) | Delete | BGSY | N/A | Asset Information Team
35 | Class Specific Attribute removed | Type of Braking System (Fleet) | Delete | BRSY | N/A | Asset Information Team
36 | Class Specific Attribute removed | Type of Catch Point | Delete | CPYD | N/A | Asset Information Team
37 | Class Specific Attribute removed | Type of Climate Control System (Fleet) | Delete | CLCS | N/A | Asset Information Team
38 | Class Specific Attribute removed | Type of Conveyor | Delete | CVEY | N/A | Asset Information Team
39 | Class Specific Attribute removed | Type of Corridor Services Route System | Delete | CORS | N/A | Asset Information Team
40 | Class Specific Attribute removed | Type of Diamond | Delete | DMYD | N/A | Asset Information Team
41 | Class Specific Attribute removed | Type of Display System | Delete | PIDS | N/A | Asset Information Team
42 | Class Specific Attribute removed | Type of Door System (Fleet) | Delete | DRSY | N/A | Asset Information Team
43 | Class Specific Attribute removed | Type of Double Slip | Delete | DSYD | N/A | Asset Information Team
44 | Class Specific Attribute removed | Type of Fire Alarm System | Delete | FASY | N/A | Asset Information Team
45 | Class Specific Attribute removed | Type of Fire Detection System | Delete | FDET | N/A | Asset Information Team
46 | Class Specific Attribute removed | Type of Fire Suppression System | Delete | FSPS | N/A | Asset Information Team
47 | Class Specific Attribute removed | Type of Landscaping | Delete | LDSC | N/A | Asset Information Team
48 | Class Specific Attribute removed | Type of Lighting System | Delete | LGSS | N/A | Asset Information Team
49 | Class Specific Attribute removed | Type of Navigation System (Fleet) | Delete | NAVI | N/A | Asset Information Team
50 | Class Specific Attribute removed | Type of Photovoltaic System | Delete | PHVS | N/A | Asset Information Team
51 | Class Specific Attribute removed | Type of Propulsion System (Fleet) | Delete | PROS | N/A | Asset Information Team
52 | Class Specific Attribute removed | Type of SCADA System | Delete | SCDA | N/A | Asset Information Team
53 | Class Specific Attribute removed | Type of Single Slip | Delete | SSYD | N/A | Asset Information Team
54 | Class Specific Attribute removed | Type of Stormwater Drainage System | Delete | SWDN | N/A | Asset Information Team
55 | Class Specific Attribute removed | Type of Ticketing System | Delete | TSYS | N/A | Asset Information Team
56 | Class Specific Attribute removed | Type of Transmitter & Receiver System | Delete | TRRS | N/A | Asset Information Team
57 | Class Specific Attribute removed | Type of Turnout | Delete | TOYD | N/A | Asset Information Team
58 | Class Specific Attribute removed | Type of Ventilation System | Delete | VENS | N/A | Asset Information Team
59 | Class Specific Attribute removed | Type of Water Supply System | Delete | WTSS | N/A | Asset Information Team